## index
INDEX - LIST
SL.NO. | CAT.NO | PRODUCT NAME | PAGE NO.
1 | 640 | Adapters with T Connection
2 | 1240 | Air / Steam Inlet Tubes, Bent
3 | 7760 | All Glass Filter Holder - 47 mm
4 | 6860 | Arsenic Dtermination Apparatus
5 | 6880 | Arsenic Dtermination Apparatus . Gutzeit
6 | 1320 | Beakers, Low Form, With Spout, Double Graduated
7 | 1380 | Beakers, Philips (Conical) with Spout
8 | 1360 | Beakers, Tall Form, With Spout, Double Graduated
9 | 1340 | Beakers, Tall Form, Without Spout, Double Graduated
10 | 5660 | Blood Sugar, Tubes,
11 | 1478 | Bottle, Aspirator with GL 45 Screwthread with Interchangeable Stopper
12 | 1475 | Bottle, Aspirator with GL 45 Screwthread for Stopper
13 | 1470 | Bottle, Aspirator with GL 45 Screwthread for Tube
14 | 1400 | Bottles, B.O.D. With Interchangeable Stopper
15 | 1410 | Bottles, B.O.D. With Interchangeable Stopper, Amber
16 | 1600 | Bottles, Gas Washing, Complete Interchangeable Stoppers
17 | 1610 | Bottles, Only For Gas Washing Bottles
18 | 1440 | Bottles, Reagent, Amber Narrow Mouth
19 | 1420 | Bottles, Reagent, Plain Narrow Mouth
20 | 1465 | Bottles, Reagent, Amber, Wide Mouth With Screwcap
21 | 1460 | Bottles, Reagent, Wide Mouth With Screwcap
22 | 1480 | Bottles, Relative Density, Stopper Class A
23 | 1500 | Bottles, Relative Density, Stopper Class B
24 | 1455 | Bottles, Solution, Amber, Tooled Neck
25 | 1450 | Bottles, Solution, Plain Tooled Neck
26 | 1580 | Bottles, Wash Complete with Interchangeable Stopper
27 | 1520 | Bottles, Weighing With Interchangeable Stopper
28 | 1840 | Burettes, Automatic Zero, Class A with Reservoir, and Glass Stopcock
29 | 1900 | Burettes, Automatic Zero, Class A with Reservoir, and PTFE Stopcock
30 | 1940 | Burettes, Automatic Zero, Class A with Reservoir, and Boroflo Stopcock
31 | 1980 | Burettes, Automatic Zero, Class A with Reservoir, and Boroflo Stopcock, Amber
32 | 1920 | Burettes, Automatic Zero, Class B with Reservoir, and Boroflo Stopcock
33 | 1830 | Burettes, Automatic Zero, Class B with Reservoir, and Glass Stopcock
34 | 1860 | Burettes, Automatic Zero, Class B with Reservoir, and PTFE Stopcock
35 | 1960 | Burettes, Automatic Zero, Class B with Reservoir, and Boroflo Stopcock Amber
36 | 1790 | Burettes, Boroflo Stopcock, Amber Colour, Class A
37 | 1795 | Burettes, Boroflo Stopcock, Amber Colour, Class B
38 | 1780 | Burettes, Boroflo, Fitted with Boroflo Screw Thread Stopcocks Class A
39 | 1760 | Burettes, Boroflo, Fitted with Boroflo Screw Thread Stopcocks Class B
40 | 1820 | Burettes, Straight Bore PTFE Key Stopcock Class A
41 | 1800 | Burettes, Straight Bore PTFE Key Stopcock Class B
42 | 1720 | Burettes, Straight Bore Stopcock, Class A
43 | 1700 | Burettes, Straight Bore Stopcock, Class B
44 | 5520 | Centrifuge , Tubes, Conical Bottom, Graduated
45 | 5560 | Centrifuge , Tubes, Conical Bottom, Graduated , with Stopper
46 | 5500 | Centrifuge , Tubes, Conical Bottom, Plain
47 | 5620 | Centrifuge Vessel (SPHERICAL),
48 | 1040 | Claisen Heads, Sloping
49 | 2420 | Columns,Chromatography, Plain with Boroflo Stopcock
50 | 2380 | Columns,Chromatography, Plain with Glass Stopcock
51 | 2400 | Columns,Chromatography, Plain with PTFE Stopcock
52 | 2500 | Columns.Chromatography, Plain with Sintered Disc And Boroflo Stopcock
53 | 2460 | Columns,Chromatography, Plain with Sintered Disc And Glass Stopcock
54 | 2480 | Columns.Chromatography, Plain with Sintered Disc And PTFE Stopcock
55 | 2920 | Condenser, Only for Extraction Apparatus Allihn
56 | 2150 | Condensers, Air
57 | 2200 | Condensers, Air Vertical
58 | 2140 | Condensers, Allihn Drip Tip, Interchangeable Inner Joint
59 | 2172 | Condensers, Combine Double Coil
60 | 2170 | Condensers, Double Surface
61 | 2180 | Condensers, Priedrichs Drip Tip, Interchangeable Inner Joint
62 | 2160 | Condensers, Graham, Coiled Distillate Type Drip Tip,
63 | 2120 | Condensers, Liebig Drip Tip, Interchangeable Inner Joint
64 | 2100 | Condensers, Liebig with Sealed Inner Tube
65 | 700 | Cone Adapters, Right Angle Connection , Plain
66 | 720 | Cone Adapters, Right Angle Connection with Stopcock
67 | 660 | Cone Adapters, Straight Connection Plain
68 | 680 | Cone Adapters, Straight Connection with Stopcock
69 | 2080 | Cones, Imhoff, Sediment, Blund Tip
70 | 2060 | Cones, Imhoff, Sediment, Sharp Tip
71 | 2800 | Crow Receiver Class A
72 | 2780 | Crow Receiver, Class B
73 | 4680 | Crucible, Gooch Type, Low Form With Sintered Disc
74 | 2620 | Cylinders, Colour Comparison, Nessler, Flat Bottom
75 | 2760 | Cylinders, Graduated with Pour Out, with Hexagonal Base Class B
76 | 2660 | Cylinders, Graduated , Round Base with Stopper Class A
77 | 2640 | Cylinders, Graduated , Round Base with Stopper Class B
78 | 2740 | Cylinders, Graduated with Pour Out, with Hexagonal Base Class A
79 | 2690 | Cylinders, Graduated with Stopper with Hexagonal base Class B
80 | 2680 | Cylinders, Graduated with Stopper with Hexagonal base, Class A
81 | 2820 | Desicators, with Glass with knob Cover And Porcelain Plate
82 | 2840 | Desiccators, Vacuum, Stopcock with PTFE Spindle And Porcelain Plate
83 | 2870 | Dishes, Crystalising
84 | 2880 | Dishes, Evaporating, Flat Bottom with Pour Out
85 | 6060 | Distillation Assembly
86 | 6080 | Distillation Assembly
87 | 6100 | Distillation Assembly
88 | 6120 | Distillation Assembly
89 | 7600 | Distilling Apparatus , Ammonia, with Graham Condenser, Inter-changeable Joint,
90 | 7620 | Distilling Apparatus Compact with Friedrichs Condenser, Jnter-changeable Joint,
91 | 7610 | Distilling Apparatus with Friedrichs Condenser, Inter-changeable Joint, Interchangeable Stopper
92 | 7580 | Distilling Apparatus with Graham Condenser, Inter-changeable Joint, Interchangeable Stopper
93 | 7040 | Distilling Apparatus, Dean And Stark, Moisture Test
94 | 1540 | Dropping Bottles, with Pipette Stopper
95 | 1560 | Dropping Bottles, with Pipette Stopper ,Amber
96 | 4020 | Dropping Funnel with glass stopcock
97 | 4350 | Drum Sampling Pipette
98 | 1260 | Drying Tubes, Angled
99 | 7220 | Essential Oil Determination Apparatus
100 | 7240 | Essential Oil Determination Apparatus
101 | 7260 | Essential Oil Determination Apparatus
102 | 560 | Expansion Adapters
103 | 2940 | Extraction Apparatus Soxhlet Complete with Allihn Condenser
104 | 2900 | Extractors Soxhlet Interchangeabale Joints
105 | 3320 | Filter Flask Heavy Wall with Tubulation
106 | 7710 | Filter Pump
107 | 3300 | Flask, Conical, Wide Mouth
108 | 3365 | Flask, Erlenmeyer, Conical with 3 Baffles
109 | 3040 | Flasks , (Vessels) Reaction, Wide Mouth,
110 | 2980 | Flasks, Boiling , Flat Bottom , Short Neck Interchangeable Joint
111 | 2960 | Flasks, Boiling Florence, Flat Bottom
112 | 3030 | Flasks, Boiling Pear Shaped, Short Neck, with Interchangeable Joint
113 | 3000 | Flasks, Boiling, Round Bottom
114 | 3020 | Flasks, Boiling, Round Bottom, short Neck, with Interchangebale Joint
115 | 3280 | Flasks, Conical with Screwcap
116 | 3190 | Flasks, Culture Haffkine
117 | 3195 | Flasks, Culture Haffkine , Amber
118 | 3180 | Flasks, Distilling with Side Arm
119 | 3250 | Flasks, Erlenmeyer Conical, Amber, Narrow Mouth, Interchangeable Joint
120 | 3260 | Flasks, Erlenmeyer Conical, Narrow Mouth with Stopper
121 | 3265 | Flasks, Erlenmeyer Conical, Narrow Mouth with Stopper, Amber
122 | 3240 | Flasks, Erlenmeyer Conical, Narrow Mouth, Interchangeable Joint
123 | 3220 | Flasks, Erlenmeyer, Graduated, Conical, Amber with Narrow Mouth
124 | 3200 | Flasks, Erlenmeyer, Graduated, Conical, Narrow Mouth
125 | 3360 | Flasks, Iodine Determination, Interchangeable Stopper
126 | 3362 | Flasks, Iodine Determination, Interchangeable Stopper, Amber
127 | 3035 | Flasks, Pear Shape Suitable for Rotary Evaporators with Ground Socket
128 | 3145 | Flasks, Round Bottom, Four Necks, Parallel Side Neck
129 | 3120 | Flasks, Round Bottom, Three Necks, Angled Side Neck
130 | 3140 | Flasks, Round Bottom, Three Necks, Parallel Side Neck
131 | 3080 | Flasks, Round Bottom, Two Necks, Angled Side Neck
132 | 3100 | Flasks, Round Bottom, Two Necks, Parallel Side Neck
133 | 3600 | Flasks, Volumetric, Sugar Estimation, Without Stopper
134 | 3560 | Flasks, Volumetric, with Interchangeable LDPE Plastic Stopper Class A
135 | 3540 | Flasks, Volumetric, with Interchangeable LDPE Plastic Stopper Class B
136 | 3520 | Flasks, Volumetric, with Interchangeable Stopper Class A
137 | 3500 | Flasks, Volumetric, with Interchangeable Stopper Class B
138 | 3590 | Flasks, Volumetric, with Interchangeable Stopper, Amber, Class A
139 | 3580 | Flasks, Volumetric, with Interchangeable Stopper, Amber Class B
140 | 2520 | Fractionating Column, Vigrex
141 | 3700 | Funnels, Plain 60 Angle, Long Stem
142 | 4740 | Funnels, Buchner Type with Sintered Disc
143 | 4750 | Funnels, Buchner Type with Sintered Disc, with Cone
144 | 3720 | Funnels, Powder
145 | 3730 | Funnels, Powder with Cone
146 | 3740 | Funnels, Separating Globe Shape, with Solid Stopcock
147 | 3840 | Funnels, Separating Pear Shape, Fitted with Boroflo Stopcock
148 | 3820 | Funnels, Separating Pear Shape, Fitted with PTFE Key Stopcock
149 | 3800 | Funnels, Separating Pear Shape, with Solid Stopcock
150 | 7340 | Gas Analysis Aparatus, 3 Test, Orsat
151 | 7360 | Gas Analysis Aparatus, 4 Test, Orsat
152 | 7380 | Gas Analysis Aparatus, with Bubbling Pipettes
153 | 6400 | Gas Evolution Assembly
154 | 6440 | Gas Evolution Assembly
155 | 7790 | Gas Generator, Kipps
156 | 7440 | Gas Sampling Tubes, Straight Bore Stopcock
157 | 1660 | Gas Washing Bottles, with Sintered end for Downward Gas Distribution
158 | 1680 | Gas Washing Bottles, with Sintered end for Upward Distribution
159 | 7770 | Glass Filter Holder with Silicon Stopper - 47 mm
160 | 7080 | ICC Apparatus
161 | 7720 | Impinger Inner Fitting with Drawn out Tip, Tubes
162 | 7740 | Impinger Inner Fitting with Drawn out Tip, Tubes, Amber
163 | 4280 | Kettles, Resin Reaction,
164 | 3400 | Kjeldahl Flasks, Round Bottom, Interchangeable Joint
165 | 3380 | Kjeldahl Flasks, Round Bottom Long Neck
166 | 6300 | Kjeldhal Distillation Assembly
167 | 6320 | Kjeldhal Distillation Assembly
168 | 7120 | Kjeldhal Distillation Assembly
169 | 7310 | Large Size Extraction Apparatus
170 | 3680 | Le Chatelier Flask
171 | 3060 | Lids, For Flasks Reaction Cat.No.3040
172 | 7140 | Markham Semi - Micro Distillation Unit
173 | 2720 | Measuring Cylinder, Round Base with Spout Class A
174 | 2700 | Measuring Cylinder, Round Base with Spout Class B
175 | 5780 | Mojioner Flask
176 | 7060 | Monier Williamps Apparatus (Sulfur Dioxide Assembly)
177 | 620 | Multiple Adapter, Three Necks, Two Parallel and One at Angle
178 | 580 | Multiple Adapter, Two Necks Parallel
179 | 600 | Multiple Adapters, Two Necks , One Vertical and One at Angle
180 | 5820 | Nakazona Reducer
181 | 7200 | Parnas & Wagner Apparatus (Standard Type)
182 | 6920 | Particle Size Determination Apparatus, Sedimentation Pipette
183 | 2860 | Petri, Dishes, Culture
184 | 4760 | Pipeline Filters,
185 | 4340 | Pipettes, Artificial Insemination, Cattle, Taper Tip
186 | 4360 | Pipettes, Bacteriological, Graduated
187 | 4380 | Pipettes, Gerber, Milk
188 | 4400 | Pipettes, Measuring (MohrType) Class A
189 | 4420 | Pipettes, Measuring (MohrType) Class B
190 | 4460 | Pipettes, Measuring (Serological Typel) Class A
191 | 4500 | Pipettes, Measuring (Serological Type) Class B
192 | 4540 | Pipettes, Transfer, Volumetric, Class A
193 | 4560 | Pipettes, Transfer, Volumetric, Class B
194 | 1020 | Plain Still Heads, Sloping
195 | 4000 | Pressure Equalising Funnels, Cylindrical
196 | 3980 | Pressure Equalising Funnels, Spherical
197 | 2510 | PTFE Bladed Stirrers
198 | 1640 | Pyknometers
199 | 840 | Receiver Adapters, Bent with Vent
200 | 900 | Receiver Adapters, Bent with Socket Connection
201 | 860 | Receiver Adapters, Bent with Vacuum Connection
202 | 780 | Receiver Adapters, Plain Bend, Long
203 | 760 | Receiver Adapters, Plain Bend, Short
204 | 820 | Receiver Adapters, Plain Bend, Socket to Cone
205 | 800 | Receiver Adapters, Straight Delivery
206 | 880 | Receiver Adapters, Vertical with Vacuum Connection
207 | 7050 | Receiver for Dean & Stark Apparatus
208 | 6620 | Recovery Assembly
209 | 1000 | Recovery Bend, Vertical
210 | 980 | Recovery Bend, Sloping
211 | 550 | Reduction Adapters
212 | 5860 | Reflux Assembly
213 | 5900 | Reflux Assembly
214 | 740 | Socket Adapters, Straight Connection with Stopcock
215 | 1060 | Splash Head Adapters
216 | 1080 | Splash Heads, Sloping
217 | 1100 | Splash Heads, Vertical
218 | 2600 | Spray for Chromatography
219 | 6460 | Steam Distillation Assembly
220 | 6480 | Steam Distillation Assembly
221 | 6520 | Steam Distillation Assembly
222 | 1120 | Steam Distillation Heads, Sloping
223 | 7690 | Stirrer
224 | 5400 | Stopper, Interchangeable Ground Joint, Solid Stopper
225 | 5320 | Stoppers, Hexagonal
226 | 1620 | Stoppers, Only For Gas Washing Bottles
227 | 1585 | Stoppers, Only Fort Wash Bottles
228 | 630 | Swan Neck Adapters, For Use with Airleak Tube
229 | 7630 | Test Tube Graduated with Interchangeable Stopper
230 | 7665 | Test Tube with Interchangeable Stopper
231 | 7675 | Test Tube with Interchangeable Stopper - Amber
232 | 7666 | Test Tube with Screwcap
233 | 7670 | Test Tube with Screwcap - Amber
234 | 7640 | Test Tubes with Rim
235 | 7660 | Test Tubes without Rim
236 | 7662 | Test Tubes, Amber, Stoppered
237 | 1200 | Thermometer Pocket, Open end for Closing
238 | 1160 | Thermometers with Adjustable PTFE Cone
239 | 4620 | Tilt Measure, with Ground Reservoir
240 | 7705 | Tubes, Culture, Amber, Media, Flat Bottom, with Screw Cap And Rubber Liner
241 | 7685 | Tubes, Culture, Amber, Media, Round Bottom, with Screw Cap And Rubber Liner
242 | 7700 | Tubes, Culture, Media, Flat Bottom, with Screw Cap And Rubber Liner
243 | 7680 | Tubes, Culture, Media, Round Bottom, with Screw Cap And Rubber Liner
244 | 4800 | Tubes, Filter, for Gooch Crucibles
245 | 7200 -A | Vaccum Jacketed, Flask for Parnas Wagner Apparatus
246 | 6280 | Vacuum Disillation Assembly
247 | 7750 | Viscometer - College Pattern
248 | 7210 | Volatile Acid Determination Apparatus
249 | 7780 | Watch Glasses
250 | 7500 | Water Still - Double
251 | 7480 | Water Still - Single

## work
550- Reduction Adapters, ASIL
Product Code | Socket | Cone | Quantity Per Case | Each Price | 10% | NEW PRICE
55000001 | 14/23 | 19/26 | 5 | 245 | 24.5 | 220.5
55000002 | 14/23 | 24/29 | 5 | 275 | 27.5 | 247.5
55000003 | 14/23 | 29/32 | 5 | 330 | 33 | 297
55000004 | 19/26 | 24/29 | 5 | 300 | 30 | 270
55000005 | 19/26 | 29/32 | 5 | 350 | 35 | 315
55000006 | 19/26 | 34/35 | 5 | 420 | 42 | 378
55000007 | 19/26 | 45/40 | 5 | 450 | 45 | 405
55000008 | 19/26 | 55/44 | 5 | 510 | 51 | 459
55000009 | 24/29 | 29/32 | 5 | 375 | 37.5 | 337.5
55000010 | 24/29 | 34/35 | 5 | 465 | 46.5 | 418.5
55000011 | 24/29 | 45/40 | 5 | 465 | 46.5 | 418.5
55000012 | 24/29 | 55/44 | 5 | 510 | 51 | 459
55000013 | 29/32 | 34/35 | 5 | 450 | 45 | 405
55000014 | 29/32 | 45/40 | 5 | 475 | 47.5 | 427.5
55000015 | 29/32 | 55/44 | 5 | 775 | 77.5 | 697.5
55000016 | 34/35 | 45/40 | 5 | 520 | 52 | 468
55000017 | 34/35 | 55/44 | 5 | 710 | 71 | 639
55000018 | 45/40 | 55/44 | 4 | 775 | 77.5 | 697.5
560- Expansion Adapters, ASIL
Product Code | Socket | Cone | Quantity Per Case | Each Price
55000019 | 19/26 | 14/23 | 5 | 245 | 24.5 | 220.5
55000020 | 24/29 | 19/26 | 5 | 275 | 27.5 | 247.5
55000021 | 24/29 | 14/23 | 5 | 285 | 28.5 | 256.5
55000023 | 29/32 | 24/29 | 5 | 375 | 37.5 | 337.5
55000024 | 29/32 | 19/26 | 5 | 375 | 37.5 | 337.5
55000025 | 29/32 | 14/23 | 5 | 358 | 35.8 | 322.2
55000026 | 34/35 | 29/32 | 5 | 475 | 47.5 | 427.5
55000027 | 34/35 | 24/29 | 5 | 475 | 47.5 | 427.5
55000028 | 24/35 | 19/26 | 5 | 475 | 47.5 | 427.5
55000029 | 34/35 | 14/23 | 5 | 450 | 45 | 405
55000030 | 45/40 | 34/35 | 5 | 670 | 67 | 603
55000031 | 45/40 | 29/32 | 5 | 670 | 67 | 603
55000032 | 45/40 | 24/29 | 5 | 670 | 67 | 603
55000033 | 55/44 | 45/40 | 5 | 890 | 89 | 801
55000034 | 55/44 | 34/35 | 5 | 890 | 89 | 801
[5 empty] | 0 | 0
580-Multiple Adapters, Two Necks Parallel, ASIL |  |  |  |  | 0 | 0
Product Code | Socket | Cone | Quantity Per Case | Each Price | #VALUE! | #VALUE!
58000035 | 14/23 | 14/23 | 4 | 260 | 26 | 234
58000036 | 19/26 | 19/26 | 4 | 285 | 28.5 | 256.5
58000037 | 19/26 | 24/29 | 4 | 320 | 32 | 288
58000038 | 19/26 | 34/35 | 4 | 405 | 40.5 | 364.5
58000039 | 24/29 | 24/29 | 4 | 345 | 34.5 | 310.5
58000040 | 29/32 | 29/32 | 4 | 458 | 45.8 | 412.2
[5 empty] | 0 | 0
600-Multiple Adapters, Two Necks, One Vertical and One at Angle, ASIL |  |  |  |  | 0 | 0
Product Code | Socket | Cone | Quantity Per Case | Each Price | #VALUE! | #VALUE!
60000041 | 19/26 | 19/26 | 2 | 287 | 28.7 | 258.3
60000042 | 19/26 | 24/29 | 2 | 308 | 30.8 | 277.2
[5 empty] | 0 | 0
620-Multiple Adapters, Three Necks, Two Parallel and One at Angle, ASIL
Product Code | Parallel Neck Socket | Angle Neck Socket | Cone | Quantity per Case | Each Price
62000043 | 14/23 | 14/23 | 19/26 | 2 | 415 | 41.5 | 373.5
62000044 | 19/26 | 14/23 | 24/29 | 2 | 420 | 42 | 378
62000045 | 19/26 | 19/26 | 24/29 | 2 | 420 | 42 | 378
62000046 | 19/26 | 19/26 | 29/32 | 2 | 485 | 48.5 | 436.5
62000047 | 19/26 | 19/26 | 34/35 | 2 | 556 | 55.6 | 500.4
62000048 | 19/26 | 19/26 | 55/44 | 2 | 720 | 72 | 648
630-Swan Neck Adapters, For Use with Airleak Tube, ASIL
Product Code | Socket | Cone | Quantity Per Case | Each Price
63000049 | 14/23 | 14/23 | 4 | 265 | 26.5 | 238.5
63000050 | 19/26 | 19/26 | 4 | 275 | 27.5 | 247.5
63000051 | 19/26 | 24/29 | 4 | 307 | 30.7 | 276.3
63000052 | 24/29 | 24/29 | 4 | 342 | 34.2 | 307.8
[5 empty] | 0 | 0
640- Adapter with 'T' Connection, ASIL |  |  |  |  | 0 | 0
Product Code | Socket | Cone | Quantity Per Case | Each Price | #VALUE! | #VALUE!
64000053 | 14/23 | 14/23 | 2 | 265 | 26.5 | 238.5
64000054 | 14/23 | 19/26 | 2 | 310 | 31 | 279
64000055 | 14/23 | 24/29 | 2 | 340 | 34 | 306
64000056 | 19/26 | 19/26 | 2 | 350 | 35 | 315
64000057 | 19/26 | 24/29 | 2 | 350 | 35 | 315
64000058 | 19/26 | 34/35 | 2 | 400 | 40 | 360
660-Cone Adapters, Straight Connection Plain, ASIL
Product Code | Cone | Quantity Per Case | Each Price | #VALUE! | #VALUE!
66000059 | 10./19 | 4 | 115 | 11.5 | 103.5
66000060 | 14/23 | 4 | 135 | 13.5 | 121.5
66000061 | 19/26 | 4 | 160 | 16 | 144
66000062 | 24/29 | 4 | 175 | 17.5 | 157.5
66000063 | 29/32 | 4 | 200 | 20 | 180
66000064 | 34/35 | 4 | 275 | 27.5 | 247.5
|  |  |  | 0 | 0
680-Cone Adapters, Straight Connection with Stopcock, ASIL |  |  |  | 0 | 0
Product Code | Cone | Quantity Per Case | Each Price | #VALUE! | #VALUE!
68000065 | 14/23 | 4 | 385 | 38.5 | 346.5
68000066 | 19/26 | 4 | 400 | 40 | 360
68000067 | 24/29 | 4 | 455 | 45.5 | 409.5
68000068 | 29/32 | 4 | 465 | 46.5 | 418.5
|  |  |  | 0 | 0
700-Cone Adapters, Right Angle Connection, Plain, ASIL |  |  |  | 0 | 0
Product Code | Cone | Quantity Per Case | Each Price | #VALUE! | #VALUE!
70000069 | 10./19 | 4 | 115 | 11.5 | 103.5
70000070 | 14/23 | 4 | 135 | 13.5 | 121.5
70000071 | 19/26 | 4 | 160 | 16 | 144
70000072 | 24/29 | 4 | 175 | 17.5 | 157.5
70000073 | 29/32 | 4 | 200 | 20 | 180
70000074 | 34/35 | 4 | 275 | 27.5 | 247.5
|  |  |  | 0 | 0
720-Cone Adapters, Right Angle Connection with Stopcock, ASIL |  |  |  | 0 | 0
Product Code | Cone | Quantity Per Case | Each Price | #VALUE! | #VALUE!
72000075 | 19/26 | 4 | 395 | 39.5 | 355.5
72000076 | 24/29 | 4 | 455 | 45.5 | 409.5
72000077 | 29/32 | 4 | 465 | 46.5 | 418.5
72000078 | 34/35 | 4 | 600 | 60 | 540
|  |  |  | 0 | 0
|  |  |  | 0 | 0
740-Socket Adapters, Straight Connection with Stopcock, ASIL |  |  |  | 0 | 0
Product Code | Cone | Quantity Per Case | Each Price | #VALUE! | #VALUE!
74000079 | 14/23 | 4 | 310 | 31 | 279
74000080 | 19/26 | 4 | 400 | 40 | 360
74000081 | 24/29 | 4 | 455 | 45.5 | 409.5
74000082 | 29/32 | 4 | 465 | 46.5 | 418.5
|  |  |  | 0 | 0
760-Receiver Adapters, Plain Bend, Short, ASIL |  |  |  | 0 | 0
Product Code | Cone | Quantity Per Case | Each Price | #VALUE! | #VALUE!
76000083 | 10./19 | 5 | 150 | 15 | 135
76000084 | 14/23 | 5 | 155 | 15.5 | 139.5
76000085 | 19/26 | 5 | 185 | 18.5 | 166.5
76000086 | 24/29 | 5 | 220 | 22 | 198
76000087 | 29/32 | 5 | 270 | 27 | 243
|  |  |  | 0 | 0
780-Receiver Adapters, Plain Bend, Long, ASIL |  |  |  | 0 | 0
Product Code | Cone | Quantity Per Case | Each Price | #VALUE! | #VALUE!
78000088 | 10./19 | 5 | 175 | 17.5 | 157.5
78000089 | 14/23 | 5 | 245 | 24.5 | 220.5
78000090 | 19/26 | 5 | 245 | 24.5 | 220.5
78000091 | 24/29 | 5 | 285 | 28.5 | 256.5
78000092 | 29/32 | 5 | 340 | 34 | 306
78000093 | 34/35 | 5 | 345 | 34.5 | 310.5
|  |  |  | 0 | 0
800-Receiver Adapters, Straight Delivery, ASIL |  |  |  | 0 | 0
Product Code | Cone | Quantity Per Case | Each Price | #VALUE! | #VALUE!
80000094 | 14/23 | 5 | 155 | 15.5 | 139.5
80000095 | 19/26 | 5 | 185 | 18.5 | 166.5
80000096 | 24/29 | 5 | 215 | 21.5 | 193.5
80000097 | 29/32 | 5 | 260 | 26 | 234
80000098 | 34/35 | 5 | 275 | 27.5 | 247.5
80000099 | 45/40 | 5 | 360 | 36 | 324
820-Receiver Adapters, Plain Bend, Socket to Cone, ASIL
Product Code | Socket | Cone | Quantity Per Case | Each Price | #VALUE! | #VALUE!
82000100 | 14/23 | 14/23 | 5 | 240 | 24 | 216
82000101 | 19/26 | 19/26 | 5 | 257 | 25.7 | 231.3
82000102 | 19/26 | 19/26 | 5 | 275 | 27.5 | 247.5
82000103 | 24/29 | 24/29 | 5 | 335 | 33.5 | 301.5
82000104 | 29/32 | 29/32 | 5 | 487 | 48.7 | 438.3
82000105 | 34/35 | 34/35 | 5 | 720 | 72 | 648
[5 empty] | 0 | 0
840-Receiver Adapters, Bent with vent, ASIL |  |  |  |  | 0 | 0
Product Code | Socket | Cone | Quantity Per Case | Each Price | #VALUE! | #VALUE!
84000106 | 10./19 | 10./13 | 4 | 215 | 21.5 | 193.5
84000107 | 14/23 | 14/23 | 4 | 225 | 22.5 | 202.5
84000108 | 19/26 | 19/26 | 4 | 255 | 25.5 | 229.5
84000109 | 19/26 | 24/29 | 4 | 305 | 30.5 | 274.5
84000110 | 24/29 | 24/29 | 4 | 335 | 33.5 | 301.5
84000111 | 29/32 | 29/32 | 4 | 485 | 48.5 | 436.5
[5 empty] | 0 | 0
860-Receiver Adapters, Bent with Vacuum Connection, ASIL |  |  |  |  | 0 | 0
Product Code | Socket | Cone | Quantity Per Case | Each Price | #VALUE! | #VALUE!
86000112 | 10./19 | 10./13 | 4 | 265 | 26.5 | 238.5
86000113 | 14/23 | 14/23 | 4 | 385 | 38.5 | 346.5
86000114 | 19/26 | 19/26 | 4 | 420 | 42 | 378
86000115 | 19/26 | 24/29 | 4 | 445 | 44.5 | 400.5
86000116 | 24/29 | 24/29 | 4 | 485 | 48.5 | 436.5
86000117 | 29/32 | 29/32 | 4 | 585 | 58.5 | 526.5
[5 empty] | 0 | 0
880-Receiver Adapters, Vertical with Vacuum Connection, ASIL |  |  |  |  | 0 | 0
Product Code | Socket | Cone | Quantity Per Case | Each Price | #VALUE! | #VALUE!
88000118 | 19/26 | 24/29 | 2 | 305 | 30.5 | 274.5
88000119 | 24/29 | 24/29 | 2 | 330 | 33 | 297
[5 empty] | 0 | 0
900-Receiver Adapters, Bent with Socket Connection, ASIL |  |  |  |  | 0 | 0
Product Code | Socket | Cone | Quantity Per Case | Each Price | #VALUE! | #VALUE!
90000120 | 14/23 | 14/23 | 2 | 317 | 31.7 | 285.3
90000121 | 19/26 | 19/26 | 2 | 405 | 40.5 | 364.5
90000122 | 19/26 | 24/29 | 2 | 435 | 43.5 | 391.5
90000123 | 24/29 | 24/29 | 2 | 465 | 46.5 | 418.5
[5 empty] | 0 | 0
980-Recovery Bend, Sloping, ASIL |  |  |  |  | 0 | 0
Product Code | Flask Cone | Cond.Cone | Quantity Per Case | Each Price | #VALUE! | #VALUE!
98000124 | 14/23 | 14/23 | 4 | 187 | 18.7 | 168.3
98000125 | 19/26 | 19/26 | 4 | 256 | 25.6 | 230.4
98000126 | 24/29 | 14/23 | 4 | 256 | 25.6 | 230.4
98000127 | 24/29 | 19/26 | 4 | 265 | 26.5 | 238.5
98000128 | 24/29 | 24/29 | 4 | 265 | 26.5 | 238.5
98000129 | 29/32 | 29/32 | 4 | 345 | 34.5 | 310.5
98000130 | 29/32 | 29/32 | 4 | 385 | 38.5 | 346.5
98000131 | 34/35 | 34/35 | 4 | 495 | 49.5 | 445.5
98000132 | 34/35 | 34/35 | 4 | 415 | 41.5 | 373.5
98000133 | 34/35 | 34/35 | 4 | 467 | 46.7 | 420.3
[5 empty] | 0 | 0
1000-Recovery Bend, Vertical, ASIL |  |  |  |  | 0 | 0
Product Code | Flask Cone | Cond.Cone | Quantity Per Case | Each Price | #VALUE! | #VALUE!
10000134 | 14/23 | 14/23 | 2 | 270 | 27 | 243
10000135 | 19/26 | 19/26 | 2 | 337 | 33.7 | 303.3
10000136 | 24/29 | 19/26 | 2 | 420 | 42 | 378
10000137 | 24/29 | 24/29 | 2 | 425 | 42.5 | 382.5
10000138 | 34/35 | 34/35 | 2 | 1600 | 160 | 1440
1020-Plain Stillheads, Sloping, ASIL
Product Code | Flask Cone | Cond.Cone | Socket | Quantity Per Case | Each Price | #VALUE! | #VALUE!
10200139 | 10./13 | 10./13 | 10./19 | 2 | 285 | 28.5 | 256.5
10200140 | 14/23 | 14/23 | 14/23 | 2 | 360 | 36 | 324
10200141 | 19/26 | 19/26 | 14/23 | 2 | 410 | 41 | 369
10200142 | 19/26 | 19/26 | 19/26 | 2 | 440 | 44 | 396
10200143 | 24/29 | 19/26 | 14/23 | 2 | 470 | 47 | 423
10200144 | 24/29 | 24/29 | 14/23 | 2 | 510 | 51 | 459
10200145 | 29/32 | 19/26 | 14/23 | 2 | 510 | 51 | 459
10200146 | 29/32 | 29/32 | 14/23 | 2 | 745 | 74.5 | 670.5
10200147 | 34/35 | 19/26 | 14/23 | 2 | 600 | 60 | 540
10200148 | 34/35 | 24/29 | 14/23 | 2 | 695 | 69.5 | 625.5
10200149 | 34/35 | 34/35 | 14/23 | 2 | 2000 | 200 | 1800
[6 empty] | 0 | 0
1040-Claisen Heads, Sloping, ASIL | [5 empty] | 0 | 0
Product Code | Flask Cone | Cond.Cone | Socket | Quantity Per Case | Each Price | #VALUE! | #VALUE!
10400150 | 14/23 | 14/23 | 14/23 | 2 | 455 | 45.5 | 409.5
10400151 | 19/26 | 19/26 | 14/23 | 2 | 500 | 50 | 450
10400152 | 24/29 | 19/26 | 14/23 | 2 | 535 | 53.5 | 481.5
10400153 | 24/29 | 24/29 | 14/23 | 2 | 575 | 57.5 | 517.5
10400154 | 29/32 | 29/32 | 14/23 | 2 | 627 | 62.7 | 564.3
10400155 | 34/35 | 19/26 | 14/23 | 2 | 665 | 66.5 | 598.5
1060-Splash Head Adapters, ASIL
Product Code | Socket | Cone | Quantity Per Case | Each Price
10600156 | 19/26 | 24/29 | 2 | 455 | 45.5 | 409.5
10600157 | 24/29 | 24/29 | 2 | 515 | 51.5 | 463.5
[5 empty] | 0 | 0
1080-Splash Heads Sloping ASIL |  |  |  |  | 0 | 0
Product Code | Flask Cone | Cond.Cone | Quantity Per Case | Each Price | #VALUE! | #VALUE!
10800158 | 19/26 | 19/26 | 2 | 485 | 48.5 | 436.5
10800159 | 24/29 | 19/26 | 2 | 515 | 51.5 | 463.5
10800160 | 24/29 | 24/29 | 2 | 555 | 55.5 | 499.5
10800161 | 29/32 | 19/26 | 2 | 510 | 51 | 459
10800162 | 29/32 | 29/32 | 2 | 575 | 57.5 | 517.5
10800163 | 34/35 | 19/26 | 2 | 590 | 59 | 531
10800164 | 34/35 | 24/29 | 2 | 605 | 60.5 | 544.5
10800165 | 34/35 | 34/35 | 2 | 900 | 90 | 810
[5 empty] | 0 | 0
1100-Splash Heads, Vertical, ASIL |  |  |  |  | 0 | 0
Product Code | Flask Cone | Cond.Cone | Quantity Per Case | Each Price | #VALUE! | #VALUE!
11000166 | 19/26 | 19/26 | 2 | 515 | 51.5 | 463.5
11000167 | 24/29 | 19/26 | 2 | 537 | 53.7 | 483.3
11000168 | 24/29 | 24/29 | 2 | 668 | 66.8 | 601.2
[5 empty] | 0 | 0
1120-Steam Distillation Heads, Sloping, ASIL |  |  |  |  | 0 | 0
Product Code | Flask Cone | Cond.Cone | Quantity Per Case | Each Price | #VALUE! | #VALUE!
11200169 | 24/29 | 19/26 | 2 | 715 | 71.5 | 643.5
11200170 | 34/35 | 19/26 | 2 | 885 | 88.5 | 796.5
[5 empty] | 0 | 0
1160-Thermometers with Adjustable PTFE Cone, ASIL |  |  |  |  | 0 | 0
Product Code | Cone | Range | Quantity Per Case | Each Price | #VALUE! | #VALUE!
11600171 | 0.52632 | 10 to ˚110C | 2 | 1000 | 100 | 900
11600172 | 0.52632 | 0 to ˚250C | 2 | 1000 | 100 | 900
11600173 | 0.52632 | 0 to ˚360C | 2 | 1000 | 100 | 900
11600174 | 0.6087 | 10 to˚ 110C | 2 | 1000 | 100 | 900
11600175 | 0.6087 | 0 to ˚250C | 2 | 1000 | 100 | 900
11600176 | 0.6087 | 0 to ˚360C | 2 | 1000 | 100 | 900
11600177 | 0.73077 | 10 to ˚110C | 2 | 1060 | 106 | 954
11600178 | 0.73077 | 0 to ˚250C | 2 | 1060 | 106 | 954
11600179 | 0.73077 | 0 to ˚360C | 2 | 1060 | 106 | 954
[5 empty] | 0 | 0
1200-Thermometer Pocket, Open end for Closing, ASIL |  |  |  |  | 0 | 0
Product Code | Cone | Stem Lengh mm | Quantity per case | Each Price | #VALUE! | #VALUE!
12000180 | 14/23 | 200 | 2 | 170 | 17 | 153
12000181 | 14/23 | 400 | 2 | 215 | 21.5 | 193.5
12000182 | 19/26 | 200 | 2 | 230 | 23 | 207
12000183 | 19/26 | 400 | 2 | 245 | 24.5 | 220.5
[5 empty] | 0 | 0
1240-Air/ Steam Inlet Tubes, Bent, ASIL |  |  |  |  | 0 | 0
Product Code | Cone | Stem Lengh mm | Quantity per case | Each Price | #VALUE! | #VALUE!
12400184 | 0.52632 | 100 | 2 | 150 | 15 | 135
12400185 | 14/23 | 150 | 2 | 160 | 16 | 144
12400186 | 19/26 | 150 | 2 | 185 | 18.5 | 166.5
12400187 | 24/29 | 150 | 2 | 220 | 22 | 198
1260-Drying Tubes, Angled, ASIL
Product Code | Cone | Quantity per case | Each Price | #VALUE! | #VALUE!
12600188 | 0.52632 | 2 | 160 | 16 | 144
12600189 | 14/23 | 2 | 180 | 18 | 162
12600190 | 0.73077 | 2 | 200 | 20 | 180
12600191 | 24/29 | 2 | 210 | 21 | 189
12600192 | 0.90625 | 2 | 255 | 25.5 | 229.5
1320-Beakers, Low Form, With Spout, Double Graduated, ASIL
Product Code | Capacity | Approx O.D x Height mm | Quantity per case | Each Price | #VALUE! | #VALUE!
13200193 | 5 | 20 x 30 | 20 | 105 | 10.5 | 94.5
13200194 | 10 | 25 x 35 | 20 | 105 | 10.5 | 94.5
13200195 | 25 | 34 x 50 | 20 | 95 | 9.5 | 85.5
13200196 | 50 | 42 x 60 | 20 | 68 | 6.8 | 61.2
13200197 | 100 | 50 x 73 | 20 | 70 | 7 | 63
13200198 | 150 | 56 x 90 | 20 | 75 | 7.5 | 67.5
13200199 | 250 | 68 x 95 | 10 | 80 | 8 | 72
13200200 | 400 | 77 x 110 | 10 | 125 | 12.5 | 112.5
13200201 | 500 | 83 x 115 | 10 | 120 | 12 | 108
13200202 | 600 | 90 x 125 | 10 | 160 | 16 | 144
13200203 | 1000 | 106 x 150 | 10 | 250 | 25 | 225
13200204 | 2000 | 131 x 185 | 6 | 500 | 50 | 450
13200205 | 3000 | 150 x 215 | 4 | 1300 | 130 | 1170
13200206 | 5000 | 170 x 270 | 4 | 1900 | 190 | 1710
13200207 | 10000 | 220 x 350 | 1 | 6000 | 600 | 5400
[5 empty] | 0 | 0
1340-Beakers, Tall Form, Without Spout, Double Graduated, ASIL |  |  |  |  | 0 | 0
Product Code | Capacity | Approx O.D x Height mm | Quantity per case | Each Price | #VALUE! | #VALUE!
13400208 | 50 | 36 x 70 | 20 | 115 | 11.5 | 103.5
13400209 | 100 | 50 x 80 | 20 | 115 | 11.5 | 103.5
13400210 | 250 | 62 x 116 | 20 | 120 | 12 | 108
13400211 | 500 | 77 x 137 | 20 | 160 | 16 | 144
13400212 | 1000 | 90 x 195 | 10 | 330 | 33 | 297
[5 empty] | 0 | 0
1380 Beakers, Philips (Conical) with Spout, ASIL |  |  |  |  | 0 | 0
Product Code | Capacity | Approx O.D x Height mm | Quantity per case | Each Price | #VALUE! | #VALUE!
13800218 | 250 | 68 x 110 | 40 | 550 | 55 | 495
13800219 | 500 | 88 x 145 | 40 | 700 | 70 | 630
[5 empty] | 0 | 0
1400 Bottles BO with Interchangeable Stopper, ASIL |  |  |  |  | 0 | 0
Product Code | Capacity | Approx O.D x Height mm | Quantity per case | Each Price | #VALUE! | #VALUE!
14000220 | 60 | 42 x 100 | 10 | 300 | 30 | 270
14000221 | 125 | 55 x 120 | 10 | 400 | 40 | 360
14000222 | 300 | 70 x 150 | 10 | 480 | 48 | 432
[5 empty] | 0 | 0
1410 Bottles BOD Amber with Interchangeable Stopper ASIL |  |  |  |  | 0 | 0
Product Code | Capacity | Approx O.D x Height mm | Quantity per case | Each Price | #VALUE! | #VALUE!
14100223 | 60 | 42 x 100 | 10 | 600 | 60 | 540
14100224 | 125 | 55 x 120 | 10 | 800 | 80 | 720
14100225 | 300 | 70 x 150 | 10 | 980 | 98 | 882
1420 Bottles, Reagent, Plain Narrow Mouth, With Interchangeable Flat Head Stopper, ASIL
Product Code | Capacity | Approx O.D x Height mm | Size of Interchangeable Stopper | Quantity per case | Each Price
14200226 | 60 | 45 x 93 | 14/23 | 10 | 305 | 30.5 | 274.5
14200227 | 100 | 55 x 100 | 19/26 | 10 | 345 | 34.5 | 310.5
14200228 | 125 | 55 x 120 | 19/26 | 10 | 280 | 28 | 252
14200229 | 250 | 70 x 140 | 19/26 | 10 | 325 | 32.5 | 292.5
14200230 | 500 | 86 x 177 | 14/29 | 10 | 345 | 34.5 | 310.5
14200231 | 1000 | 104 x 225 | 29/32 | 6 | 555 | 55.5 | 499.5
14200232 | 2000 | 135 x 260 | 34/35 | 4 | 950 | 95 | 855
[6 empty] | 0 | 0
1440- Bottles, Reagent, Amber, Narrow Mouth With Interchangeable Flat Head Stopper, ASIL | [5 empty] | 0 | 0
Product Code | Capacity | Approx O.D x Height mm | Neck Specifications Stopper | Quantity per case | Each Price | #VALUE! | #VALUE!
14400233 | 60 | 45 x 90 | 14/23 | 10 | 460 | 46 | 414
14400234 | 100 | 56 x 100 | 19/26 | 10 | 480 | 48 | 432
14400235 | 125 | 55 x 120 | 19/26 | 10 | 480 | 48 | 432
14400236 | 250 | 70 x 140 | 19/26 | 10 | 580 | 58 | 522
14400237 | 500 | 86 x 177 | 24/29 | 10 | 680 | 68 | 612
14400238 | 1000 | 101 x 225 | 29/32 | 8 | 880 | 88 | 792
14400239 | 2000 | 136 x 260 | 34/35 | 6 | 1650 | 165 | 1485
[6 empty] | 0 | 0
1450-Bottles, Solution, Plain Tooled Neck, ASIL | [5 empty] | 0 | 0
Product Code | Capacity | Approx O.D x Height mm | Approx Neck I.D. mm | Quantity per case | Each Price | #VALUE! | #VALUE!
14500240 | 250 | 70 x 140 | 18 | 10 | 275 | 27.5 | 247.5
14500241 | 500 | 86 x 177 | 23 | 10 | 295 | 29.5 | 265.5
14500242 | 1000 | 101 x 225 | 28 | 8 | 490 | 49 | 441
14500243 | 2000 | 136 x 260 | 33 | 6 | 900 | 90 | 810
14500244 | 3000 | 158 x 260 | 44 | 4 | 2400 | 240 | 2160
14500245 | 5000 | 183 x 320 | 44 | 1 | 5250 | 525 | 4725
14500246 | 10000 | 230 x 400 | 54 | 1 | 9050 | 905 | 8145
14500247 | 20000 | 300 x 485 | 54 | 1 | 14900 | 1490 | 13410
[6 empty] | 0 | 0
1455-Bottles, Solution, Amber, Tooled Neck, ASIL | [5 empty] | 0 | 0
Product Code | Capacity | Approx O.D x Height mm | Approx Neck I.D. mm | Quantity per case | Each Price | #VALUE! | #VALUE!
14550248 | 250 | 70 x 140 | 18 | 10 | 550 | 55 | 495
14550249 | 500 | 86 x 177 | 23 | 10 | 580 | 58 | 522
14550250 | 1000 | 101 x 225 | 28 | 6 | 850 | 85 | 765
14550251 | 2000 | 136 x 260 | 33 | 4 | 1500 | 150 | 1350
[6 empty] | 0 | 0
1460-Bottles, Reagent, Wide Mouth With Screw Cap and Pouring Ring, Graduated, ASIL | [5 empty] | 0 | 0
Product Code | Capacity ML | Approx O.D x Height mm | Neck Specifications | Quantity per case | Each Price | #VALUE! | #VALUE!
14600252 | 25 | 36 x 70** | GL 25 | 20 | 245 | 24.5 | 220.5
14600253 | 50 | 46 x 87** | GL 32 | 20 | 275 | 27.5 | 247.5
14600254 | 100 | 56 x 100 | GL 45 | 20 | 295 | 29.5 | 265.5
14600255 | 150 | 60 x 120 | GL 45 | 20 | 310 | 31 | 279
14600256 | 250 | 70 x 138 | GL 45 | 10 | 300 | 30 | 270
14600257 | 500 | 86 x 176 | GL 45 | 10 | 325 | 32.5 | 292.5
14600258 | 1000 | 101 x 225 | GL 45 | 8 | 485 | 48.5 | 436.5
14600259 | 2000 | 136 x 260 | GL 45 | 6 | 870 | 87 | 783
14600260 | 3000 | 158 x 295 | GL 45 | 1 | 4200 | 420 | 3780
14600261 | 5000 | 183 x 323 | GL 45 | 1 | 5050 | 505 | 4545
14600262 | 10000 | 230 x 405 | GL 45 | 1 | 8720 | 872 | 7848
14600263 | 20000 | 299 x 530 | GL 45 | 1 | 15250 | 1525 | 13725
[6 empty] | 0 | 0
1465-Bottles, Reagent, Amber, Wide Mouth, With Screw Cap And Pouring Ring, Graduated, ASIL | [5 empty] | 0 | 0
Product Code | Capacity ML | Approx O.D x Height mm | Neck Specifications | Quantity per case | Each Price | #VALUE! | #VALUE!
14650264 | 25 | 36 x 70** | GL 25 | 20 | 390 | 39 | 351
14650265 | 50 | 46 x 87** | GL 32 | 20 | 450 | 45 | 405
14650266 | 100 | 56 x 100 | GL 45 | 10 | 475 | 47.5 | 427.5
14650267 | 250 | 70 x 138 | GL 45 | 10 | 500 | 50 | 450
14650268 | 500 | 86 x 176 | GL 45 | 10 | 595 | 59.5 | 535.5
14650269 | 1000 | 101 x 225 | GL 45 | 8 | 780 | 78 | 702
14650270 | 2000 | 136 x 260 | GL 45 | 6 | 1350 | 135 | 1215
14650271 | 3000 | 158 x 295 | GL 45 | 1 | 6600 | 660 | 5940
14650272 | 5000 | 183 x 323 | GL 45 | 1 | 8000 | 800 | 7200
14650273 | 10000 | 230 x 405 | GL 45 | 1 | 11500 | 1150 | 10350
14650274 | 20000 | 299 x 530 | GL 45 | 1 | 17500 | 1750 | 15750
[6 empty] | 0 | 0
1470-Bottle, Aspirator, With GL 45 Screwthread auotclavable Cap And Outlet for Tubing, Made of Low Expansion Borosilicate Glass ASIL | [5 empty] | 0 | 0
Product Code | Capacity ML | Approx O.D x Height mm | Neck Size | Quantity per case | Each Price | #VALUE! | #VALUE!
14700275 | 250 | 70 x 138 | GL 45 | 10 | 295 | 29.5 | 265.5
14700276 | 500 | 86 x 176 | GL 45 | 10 | 340 | 34 | 306
14700277 | 1000 | 101 x 225 | GL 45 | 6 | 640 | 64 | 576
14700278 | 2000 | 136 x 260 | GL 45 | 5 | 1050 | 105 | 945
1475-Bottle, Aspirator, With GL 45 Screwthread Auotclavable Cap And Outlet For Stopper, Made of Low Expansion Borosilicate Glass ASIL
Product Code | Capacity ML | Approx O.D x Height mm | Neck Size | Aprox I.D x Outlet mm | Quantity per case | Each Price | #VALUE! | #VALUE!
14750279 | 1000 | 101 x 225 | GL 45 | 23 | 6 | 785 | 78.5 | 706.5
14750280 | 2000 | 136 x 260 | GL 45 | 28 | 4 | 1100 | 110 | 990
14750281 | 5000 | 183 x 325 | GL 45 | 28 | 1 | 6470 | 647 | 5823
14750282 | 10000 | 230 x 400 | GL 45 | 28 | 1 | 9500 | 950 | 8550
1478-Bottle, Aspirator, With GL 45 Screwthread Auotclavable Cap with Interchangeable Stopper Made of Low Expansion Borosilicate Glass, ASIL
Product Code | Capacity ML | Approx O.D x Height mm | Neck Size | Aprox I.D x Outlet mm | Quantity per case | Each Price | #VALUE! | #VALUE!
14780283 | 1000 | 101 x 225 | GL 45 | 24/29 | 6 | 2120 | 212 | 1908
14780284 | 2000 | 136 x 260 | GL 45 | 29/32 | 4 | 2600 | 260 | 2340
14780285 | 5000 | 183 x 325 | GL 45 | 29/32 | 1 | 9000 | 900 | 8100
14780286 | 10000 | 230 x 400 | GL 45 | 29/32 | 1 | 11700 | 1170 | 10530
14780287 | 20000 | 299 x 530 | GL 45 | 29/32 | 1 | 16500 | 1650 | 14850
1480-Bottles, Relative Density, With Capillary Bore Interchangeable Teflon Stopper 'A' Class with works Certificate, ASIL
Product Code | Capacity ML | Approx O.D x Height mm | Neck Size | Aprox I.D x Outlet mm | Quantity per case | Each Price | #VALUE! | #VALUE!
14800288 | 10 | 0.3 | 28x46 | 10./15 | 5 | 800 | 80 | 720
14800289 | 25 | 0.8 | 38x55 | 10./15 | 5 | 900 | 90 | 810
14800290 | 50 | 1 | 49x65 | 10./15 | 6 | 950 | 95 | 855
1500-Bottles, Relative Density, Accuracy With Capillary Bore Interchangeable Teflon Stopper, ASIL
Product Code | Capacity ML | Approx O.D x Height mm | Neck Size | Aprox I.D x Outlet mm | Quantity per case | Each Price | #VALUE! | #VALUE!
15000291 | 10 | 1 | 28x46 | 10./15 | 5 | 410 | 41 | 369
15000292 | 25 | 2 | 38x55 | 10./15 | 5 | 440 | 44 | 396
15000293 | 50 | 3 | 49x65 | 10./15 | 5 | 475 | 47.5 | 427.5
1520-Bottles, Weighing, With Interchangeable Stopper, ASIL
Product Code | Capacity ML | Approx O.D x Height mm | Quantity per case | Each Price | #VALUE! | #VALUE!
15200294 | 5 | 20x40 | 10 | 220 | 22 | 198
15200295 | 15 | 25x65 | 10 | 240 | 24 | 216
15200296 | 20** | 50x35 | 10 | 500 | 50 | 450
15200297 | 25 | 30x65 | 10 | 300 | 30 | 270
15200298 | 40** | 60x40 | 10 | 700 | 70 | 630
15200299 | 60 | 40x90 | 10 | 450 | 45 | 405
1540-Dropping Bottles, with Pipette Stopper, ASIL
Product Code | Capacity ML | Joint Size | Quantity per case | Each Price | #VALUE! | #VALUE!
15400300 | 30 | 14/23 | 5 | 250 | 25 | 225
15400301 | 60 | 14/23 | 5 | 340 | 34 | 306
15400302 | 125 | 19/26 | 5 | 360 | 36 | 324
15400303 | 250 | 19/26 | 5 | 450 | 45 | 405
1560 - Dropping Bottles with Pipette & Rubber Teat, Amber, ASIL
Product Code | Capacity ML | Approx O.D x Height mm | Socket Size | Quantity per case | Each Price | #VALUE! | #VALUE!
15600304 | 30 | 35x84 | 14/23 | 10 | 410 | 41 | 369
15600305 | 60 | 42x100 | 14/23 | 10 | 550 | 55 | 495
15600306 | 125 | 55x120 | 19/26 | 10 | 590 | 59 | 531
15600307 | 250 | 65x147 | 19/26 | 10 | 780 | 78 | 702
1580-Bottles, Wash, Complete With Interchangeable Stopper, ASIL
Product Code | Capacity ML | Size of Interchangeable Stopper | Quantity per case | Each Price | #VALUE! | #VALUE!
15800308 | 250 | 24/29 | 5 | 455 | 45.5 | 409.5
15800309 | 500 | 24/29 | 5 | 535 | 53.5 | 481.5
15800310 | 1000 | 29/32 | 5 | 775 | 77.5 | 697.5
[5 empty] | 0 | 0
1585-Stoppers, Only For Wash Bottles Cat. No. 1580 ASIL |  |  |  |  | 0 | 0
Product Code | Capacity ML | Size of Interchangeable Stopper | Quantity per case | Each Price | #VALUE! | #VALUE!
15850311 | 250 | 24/29 | 5 | 345 | 34.5 | 310.5
15850312 | 500 | 24/29 | 5 | 405 | 40.5 | 364.5
15850313 | 1000 | 29/32 | 5 | 445 | 44.5 | 400.5
[5 empty] | 0 | 0
1600-Bottles, Gas Washing, Complete Interchangeable Stoppers, ASIL |  |  |  |  | 0 | 0
Product Code | Capacity ML | Size of Interchangeable Stopper | Quantity per case | Each Price | #VALUE! | #VALUE!
16000314 | 125 | 29/32 | 5 | 840 | 84 | 756
16000315 | 250 | 29/32 | 5 | 900 | 90 | 810
16000316 | 500 | 29/32 | 5 | 1125 | 112.5 | 1012.5
[5 empty] | 0 | 0
1610- Bottles, Only For Gas Washing Bottles Cat No. 1600, ASIL |  |  |  |  | 0 | 0
Product Code | Capacity ML | Approx O.D x Height mm | Quantity per case | Each Price | #VALUE! | #VALUE!
16100317 | 125 | 50 x 155 | 5 | 500 | 50 | 450
16100318 | 250 | 60 x 190 | 5 | 550 | 55 | 495
16100319 | 500 | 70 x 245 | 5 | 600 | 60 | 540
1620- Stoppers, Only For Gas Washing Bottles Cat No. 1610, ASIL
Product Code | Capacity ML | Quantity per case | Each Price | #VALUE! | #VALUE!
16200320 | 125 | 5 | 345 | 34.5 | 310.5
16200321 | 250 | 5 | 370 | 37 | 333
16200322 | 500 | 5 | 475 | 47.5 | 427.5
|  |  |  | 0 | 0
1640-Pyknometers, ASIL |  |  |  | 0 | 0
Product Code | Capacity ML | Quantity per case | Each Price | #VALUE! | #VALUE!
16400323 | 10 | 4 | 900 | 90 | 810
16400324 | 25 | 4 | 1000 | 100 | 900
16400325 | 50 | 4 | 1200 | 120 | 1080
1660-Gas Washing Bottles, with Sintered end for Downward Gas Distribution, Complete, (JOINT SIZE 29/32), ASIL
Product Code | Capacity ML | Disc Por | Quantity per case | Each Price | #VALUE! | #VALUE!
16600326 | 125 | 0 | 2 | 900 | 90 | 810
16600327 | 250 | 0 | 2 | 950 | 95 | 855
16600328 | 500 | 0 | 2 | 1300 | 130 | 1170
16600329 | 125 | 1 | 2 | 900 | 90 | 810
16600330 | 250 | 1 | 2 | 950 | 95 | 855
16600331 | 500 | 1 | 2 | 1300 | 130 | 1170
16600332 | 125 | 2 | 2 | 900 | 90 | 810
16600333 | 250 | 2 | 2 | 950 | 95 | 855
16600334 | 500 | 2 | 2 | 1300 | 130 | 1170
16600335 | 125 | 3 | 2 | 900 | 90 | 810
16600336 | 250 | 3 | 2 | 950 | 95 | 855
16600337 | 500 | 3 | 2 | 1300 | 130 | 1170
[5 empty] | 0 | 0
1680-Gas Washing Bottles, with Sintered end for Upward Distribution, Narrow mouth, Complete, (JOINT SIZE 29/32) ASIL |  |  |  |  | 0 | 0
Product Code | Capacity ML | Disc Por | Quantity per case | Each Price | #VALUE! | #VALUE!
16800338 | 125 | 0 | 2 | 900 | 90 | 810
16800339 | 250 | 0 | 2 | 950 | 95 | 855
16800340 | 500 | 0 | 2 | 1350 | 135 | 1215
16800341 | 1000 | 0 | 2 | 2000 | 200 | 1800
16800342 | 125 | 1 | 2 | 900 | 90 | 810
16800343 | 250 | 1 | 2 | 950 | 95 | 855
16800344 | 500 | 1 | 2 | 1350 | 135 | 1215
16800345 | 1000 | 1 | 2 | 2000 | 200 | 1800
16800346 | 125 | 2 | 2 | 900 | 90 | 810
16800347 | 250 | 2 | 2 | 950 | 95 | 855
16800348 | 500 | 2 | 2 | 1350 | 135 | 1215
16800349 | 1000 | 2 | 2 | 2000 | 200 | 1800
16800350 | 125 | 3 | 2 | 900 | 90 | 810
16800351 | 250 | 3 | 2 | 950 | 95 | 855
16800352 | 500 | 3 | 2 | 1350 | 135 | 1215
16800353 | 1000 | 3 | 2 | 2000 | 200 | 1800
1700-Burettes, Straight Bore Stopcock, Accuracy As per Class B of I.S. 1997:2008, ASIL
Product Code | Capacity ML | Graduation Interval ml | Tolerance ±ml | Approx Total Height mm | Quantity Per case | Each Price | #VALUE! | #VALUE!
17000354 | 1* | 0.01 | 0.01 | 440 | 5 | 400 | 40 | 360
17000355 | 2* | 0.02 | 0.02 | 440 | 5 | 400 | 40 | 360
17000356 | 5* | 0.02 | 0.02 | 590 | 5 | 400 | 40 | 360
17000357 | 10 | 0.05 | 0.05 | 530 | 10 | 400 | 40 | 360
17000358 | 25 | 0.1 | 0.1 | 530 | 10 | 455 | 45.5 | 409.5
17000359 | 50 | 0.1 | 0.1 | 780 | 10 | 495 | 49.5 | 445.5
17000360 | 100 | 0.2 | 0.2 | 830 | 5 | 695 | 69.5 | 625.5
[7 empty] | 0 | 0
1720-Burettes, Straight Bore Stopcock, Accuracy As Per Class A of I.S. 1997 :2008, With Works Certificate, ASIL | [6 empty] | 0 | 0
Product Code | Capacity ML | Graduation Interval ml | Tolerance ±ml | Approx Total Height mm | Quantity Per case | Each Price | #VALUE! | #VALUE!
17200361 | 1* | 0.01 | 0.006 | 440 | 5 | 650 | 65 | 585
17200362 | +2* | 0.02 | 0.01 | 440 | 5 | 650 | 65 | 585
17200363 | 5* | 0.02 | 0.01 | 590 | 5 | 650 | 65 | 585
17200364 | 10 | 0.05 | 0.02 | 530 | 5 | 795 | 79.5 | 715.5
17200365 | 25 | 0.1 | 0.05 | 530 | 5 | 890 | 89 | 801
17200366 | 50 | 0.1 | 0.05 | 780 | 5 | 1000 | 100 | 900
17200367 | 100 | 0.2 | 0.1 | 830 | 5 | 1150 | 115 | 1035
0
1760-Burettes, Boroflo, Fitted With Boroflo GP (General Purpose), Screw Thread Stopcocks With PTFE Keys, Accuracy As per Class B of I.S. 1997 : 2008, ASIL
Product Code | Capacity ML | Graduation Interval ml | Tolerance ±ml | Quantity Per case | Each Price | #VALUE! | #VALUE!
17600368 | 10 | 0.05 | 0.05 | 10 | 400 | 40 | 360
17600369 | 25 | 0.1 | 0.1 | 10 | 425 | 42.5 | 382.5
17600370 | 50 | 0.1 | 0.1 | 10 | 480 | 48 | 432
17600371 | 100 | 0.2 | 0.2 | 5 | 670 | 67 | 603
1780-Burettes, Boroflo, Fitted With Boroflo GP (General Purpose), Screw Thread Stopcocks With PTFE Keys, Accuracy As Per Class A of I.S. 1997 : 2008, With Works Certificate, ASIL
Product Code | Capacity ML | Graduation Interval ml | Tolerance ±ml | Quantity Per case | Each Price | #VALUE! | #VALUE!
17800372 | 10 | 0.05 | 0.02 | 5 | 690 | 69 | 621
17800373 | 25 | 0.1 | 0.05 | 5 | 785 | 78.5 | 706.5
17800374 | 50 | 0.1 | 0.05 | 5 | 900 | 90 | 810
17800375 | 100 | 0.2 | 0.1 | 5 | 1000 | 100 | 900
[6 empty] | 0 | 0
1790-Burettes, Boroflo Stopcock, Amber Colour, Class A ASIL | [5 empty] | 0 | 0
Product Code | Capacity ML | Graduation Interval ml | Tolerance ±ml | Quantity Per case | Each Price | #VALUE! | #VALUE!
17900376 | 25 | 0.1 | 0.05 | 5 | 1380 | 138 | 1242
17900377 | 50 | 0.1 | 0.05 | 5 | 1590 | 159 | 1431
[6 empty] | 0 | 0
1795-Burettes, Boroflo Stopcock, Amber Colour, Class B ASIL | [5 empty] | 0 | 0
Product Code | Capacity ML | Graduation Interval ml | Tolerance ±ml | Quantity Per case | Each Price | #VALUE! | #VALUE!
17950378 | 25 | 0.1 | 0.05 | 5 | 750 | 75 | 675
17950379 | 50 | 0.1 | 0.05 | 5 | 800 | 80 | 720
1800-Burettes, Straight Bore PTFE Key Stopcock, Accuracy As Per Class B of I.S. 1977 : 2008, ASIL
Product Code | Capacity ML | Graduation Interval ml | Tolerance ±ml | Approx Total Height mm | Quantity Per case | Each Price | #VALUE! | #VALUE!
18000380 | 50 | 0.1 | 0.1 | 780 | 10 | 750 | 75 | 675
1820-Burettes, Straight Bore PTFE Key Stopcock, Accuracy As Per Class A of I.S. 1997 : 2008, With Works Certficate, ASIL
Product Code | Capacity ML | Graduation Interval ml | Tolerance ±ml | Approx Total Height mm | Quantity Per case | Each Price
1820381 | 50 | 0.1 | 0.05 | 780 | 5 | 1600 | 160 | 1440
1830-Burettes, Automatic Zero, Class B, with Reservoir, Rubber Bellow And Glass Stopcock, ASIL
Product Code | Capacity ML | Graduation Interval ml | Tolerance ±ml | Quantity Per case | Each Price | #VALUE! | #VALUE!
18300382 | 10 | 0.05 | 0.05 | 1 | 3925 | 392.5 | 3532.5
18300383 | 25 | 0.1 | 0.1 | 1 | 3925 | 392.5 | 3532.5
18300384 | 50 | 0.1 | 0.1 | 1 | 4130 | 413 | 3717
18300385 | 100 | 0.2 | 0.2 | 1 | 4770 | 477 | 4293
[6 empty] | 0 | 0
1840-Burettes, Automatic Zero, Class A, with Reservoir, Rubber Glass Stopcock, With Works Certificate, ASIL | [5 empty] | 0 | 0
Product Code | Capacity ML | Graduation Interval ml | Tolerance ±ml | Quantity Per case | Each Price | #VALUE! | #VALUE!
18400386 | 10 | 0.05 | 0.02 | 1 | 5830 | 583 | 5247
18400387 | 25 | 0.1 | 0.05 | 1 | 5880 | 588 | 5292
18400388 | 50 | 0.1 | 0.05 | 1 | 6250 | 625 | 5625
18400389 | 100 | 0.2 | 0.1 | 1 | 7420 | 742 | 6678
[6 empty] | 0 | 0
1860-Burettes, Automatic Zero, Class B, with Reservoir, Bellow, PTFE Stopcock, ASIL | [5 empty] | 0 | 0
Product Code | Capacity ML | Graduation Interval ml | Tolerance ±ml | Quantity Per case | Each Price | #VALUE! | #VALUE!
18600390 | 10 | 0.05 | 0.05 | 1 | 4030 | 403 | 3627
18600391 | 25 | 0.1 | 0.1 | 1 | 4030 | 403 | 3627
18600392 | 50 | 0.1 | 0.1 | 1 | 4300 | 430 | 3870
18600393 | 100 | 0.2 | 0.2 | 1 | 4880 | 488 | 4392
[6 empty] | 0 | 0
1900-Burettes, Automatic Zero, Class A, with Reservoir, Rubber Bellow, PTFE Stopcock, With Works Certificate, ASIL | [5 empty] | 0 | 0
Product Code | Capacity ML | Graduation Interval ml | Tolerance ±ml | Quantity Per case | Each Price | #VALUE! | #VALUE!
19000394 | 10 | 0.05 | 0.02 | 1 | 6150 | 615 | 5535
19000395 | 25 | 0.1 | 0.05 | 1 | 6040 | 604 | 5436
19000396 | 50 | 0.1 | 0.05 | 1 | 6680 | 668 | 6012
19000397 | 100 | 0.2 | 0.1 | 1 | 7525 | 752.5 | 6772.5
[6 empty] | 0 | 0
1920-Burettes, Automatic Zero, Class B, with Reservoir, Rubber Bellow Boroflo Stopcock ASIL | [5 empty] | 0 | 0
Product Code | Capacity ML | Graduation Interval ml | Tolerance ±ml | Quantity Per case | Each Price | #VALUE! | #VALUE!
19200398 | 10 | 0.05 | 0.05 | 1 | 3820 | 382 | 3438
19200399 | 25 | 0.1 | 0.1 | 1 | 3820 | 382 | 3438
19200400 | 50 | 0.1 | 0.1 | 1 | 4130 | 413 | 3717
19200401 | 100 | 0.2 | 0.2 | 1 | 4665 | 466.5 | 4198.5
[6 empty] | 0 | 0
1940-Burettes, Automatic Zero, Class A, with Reservoir, Rubber Bellow And Boroflo Stopcock With Works Certificate ASIL | [5 empty] | 0 | 0
Product Code | Capacity ML | Graduation Interval ml | Tolerance ±ml | Quantity Per case | Each Price | #VALUE! | #VALUE!
19400402 | 10 | 0.05 | 0.02 | 1 | 5725 | 572.5 | 5152.5
19400403 | 25 | 0.1 | 0.05 | 1 | 5725 | 572.5 | 5152.5
19400404 | 50 | 0.1 | 0.05 | 1 | 6250 | 625 | 5625
19400405 | 100 | 0.2 | 0.1 | 1 | 7300 | 730 | 6570
[6 empty] | 0 | 0
1960-Burette, Automatic Zero, Class A, with Reservoir, Rubber bellow and Boroflo Stopcock Amber with works Certificate ASIL | [5 empty] | 0 | 0
Product Code | Capacity ML | Graduation Interval ml | Tolerance ±ml | Quantity Per case | Each Price | #VALUE! | #VALUE!
19600406 | 10 | 0.05 | 0.05 | 1 | 14000 | 1400 | 12600
19600407 | 25 | 0.1 | 0.1 | 1 | 14000 | 1400 | 12600
19600408 | 50 | 0.1 | 0.1 | 1 | 16000 | 1600 | 14400
19600409 | 100 | 0.2 | 0.2 | 1 | 16800 | 1680 | 15120
[6 empty] | 0 | 0
1980-Burette, Automatic Zero, Class B, with Reservoir, Rubber bellow and Boroflo Stopcock Amber with works Certificate ASIL | [5 empty] | 0 | 0
Product Code | Capacity ML | Graduation Interval ml | Tolerance ±ml | Quantity Per case | Each Price | #VALUE! | #VALUE!
19800410 | 10 | 0.05 | 0.05 | 1 | 9000 | 900 | 8100
19800411 | 25 | 0.1 | 0.1 | 1 | 9000 | 900 | 8100
19800412 | 50 | 0.1 | 0.1 | 1 | 10000 | 1000 | 9000
19800413 | 100 | 0.2 | 0.2 | 1 | 10000 | 1000 | 9000
2060-Cones, Imhoff Sediment, Sharp Tip, ASIL
Product Code | Approx Total Height mm | Approx Total Diameter mm | Quantity Per case | Each Price | #VALUE! | #VALUE!
20600414 | 454 | 110 | 1 | 4000 | 400 | 3600
2080-Cones, Imhoff, Sediment, Blund Tip, ASIL
Product Code | Approx Total Height mm | Approx Total Diameter mm | Quantity Per case | Each Price | #VALUE! | #VALUE!
20800415 | 439 | 110 | 1 | 4100 | 410 | 3690
2100-Condensers, Liebig, With Sealed Inner Tube, TECHIMICO
Product Code | Approx Total Height mm | Approx Overall Height mm | Quantity Per case | Each Price | #VALUE! | #VALUE!
21000416 | 200 | 345 | 5 | 400 | 40 | 360
21000417 | 300 | 445 | 5 | 415 | 41.5 | 373.5
21000418 | 400 | 545 | 5 | 415 | 41.5 | 373.5
21000419 | 500 | 660 | 5 | 500 | 50 | 450
2120-Condensers, Liebig, Drip Tip, Interchangeable Inner Joint And Interchangeable Outre Joint, TECHIMICO
Product Code | Approx Jacket Length mm | Approx Overall Height mm | Interchangeable Joints |  | Quantity Per case | Each Price | #VALUE! | #VALUE!
|  |  | Inner | Outer |  |  | 0 | 0
21200420 | 200 | 350 | 19/26 | 19/26 | 5 | 450 | 45 | 405
21200421 | 300 | 450 | 24/29 | 24/29 | 5 | 500 | 50 | 450
21200422 | 400 | 550 | 24/29 | 24/29 | 5 | 580 | 58 | 522
[7 empty] | 0 | 0
2140-Condensers, Allihn, Drip Tip, Interchangeable Inner Joint And Interchangeable Outer Joint, ASIL | [6 empty] | 0 | 0
Product Code | Approx Jacket Length mm | Approx Overall Height mm | Interchangeable Joints |  | Quantity Per case | Each Price | #VALUE! | #VALUE!
|  |  | Inner | Outer |  |  | 0 | 0
21400423 | 200 | 350 | 19/26 | 19/26 | 5 | 580 | 58 | 522
21400424 | 300 | 450 | 24/29 | 24/29 | 5 | 630 | 63 | 567
21400425 | 400 | 550 | 24/29 | 24/29 | 5 | 730 | 73 | 657
0
2150-Condensers, Air TECHIMICO
Product Code | Joint | Length mm | Quantity Per case | Each Price | #VALUE! | #VALUE!
21500427 | 2019-10-01 | 100 | 2 | 190 | 19 | 171
21500428 | 14/23 | 200 | 2 | 380 | 38 | 342
21500429 | 19/26 | 200 | 2 | 455 | 45.5 | 409.5
21500430 | 19/26 | 300 | 2 | 455 | 45.5 | 409.5
21500431 | 19/26 | 400 | 2 | 530 | 53 | 477
21500432 | 19/26 | 500 | 2 | 600 | 60 | 540
21500433 | 19/26 | 600 | 2 | 750 | 75 | 675
21500434 | 24/29 | 400 | 2 | 595 | 59.5 | 535.5
21500435 | 24/29 | 600 | 2 | 755 | 75.5 | 679.5
21500436 | 24/29 | 1000 | 2 | 1000 | 100 | 900
2160-Condensers, Graham, Coiled Distillate Type Drip Tip, Inter-changeable Inner Joint And Interchangeable Outer Joint, ASIL
Product Code | Approx Jacket Length mm | Approx Overall Height mm | Interchangeable Joints |  | Quantity Per case | Each Price | #VALUE! | #VALUE!
|  |  | Inner | Outer |  |  | 0 | 0
21600437 | 300 | 450 | 24/29 | 24/29 | 5 | 700 | 70 | 630
21600438 | 400 | 550 | 24/29 | 24/29 | 5 | 740 | 74 | 666
21600439 | 500 | 650 | 24/29 | 24/29 | 5 | 925 | 92.5 | 832.5
2170 - Condensers, Double Surface, ASIL
Product Code | Length mm | Ground Joint | Quantity Per case | Each Price | #VALUE! | #VALUE!
21700440 | 200 | 19/26 | 5 | 1380 | 138 | 1242
21700441 | 200 | 24/29 | 5 | 1590 | 159 | 1431
21700442 | 300 | 19/26 | 5 | 1900 | 190 | 1710
21700443 | 300 | 24/29 | 5 | 2330 | 233 | 2097
[5 empty] | 0 | 0
2172 - Condensers, Combine Double Coil, ASIL |  |  |  |  | 0 | 0
Product Code | Length mm | Ground Joint | Quantity Per case | Each Price | #VALUE! | #VALUE!
21720444 | 230 | 29/32 | 5 | 6000 | 600 | 5400
21720445 | 380 | 29/32 | 5 | 8000 | 800 | 7200
21720446 | 230 | 34/35 | 5 | 6000 | 600 | 5400
21720447 | 350 | 34/35 | 5 | 8500 | 850 | 7650
2180-Condensers, Friedrichs, Drip, Tip, Interchangeable Inner Joint And Interchangeable Outer Joint, ASIL
Product Code | Approx Jacket Length mm | Interchangeable Joints |  | Quantity Per case | Each Price | #VALUE! | #VALUE!
|  | Inner | Outer |  |  | 0 | 0
21800448 | 350 | 24/29 | 24/29 | 5 | 2760 | 276 | 2484
2200-Condensers, Air, Vertical, ASIL
Product Code | Cone | Length mm | Quantity Per case | Each Price | #VALUE! | #VALUE!
22000449 | 14/23 | 400 | 2 | 355 | 35.5 | 319.5
22000450 | 19/26 | 400 | 2 | 355 | 35.5 | 319.5
22000451 | 24/29 | 500 | 2 | 400 | 40 | 360
[5 empty] | 0 | 0
2380-Columns, Chromatograhy, Plain With Glass Stopcock, ASIL |  |  |  |  | 0 | 0
Product Code | Capacity ml | Bore mm | Quantity Per case | Each price | #VALUE! | #VALUE!
23800452 | 200 | 10 | 5 | 310 | 31 | 279
23800453 | 300 | 10 | 5 | 340 | 34 | 306
23800454 | 300 | 18 | 5 | 370 | 37 | 333
23800455 | 450 | 30 | 5 | 475 | 47.5 | 427.5
23800456 | 500 | 10 | 2 | 370 | 37 | 333
23800457 | 500 | 18 | 2 | 380 | 38 | 342
23800458 | 600 | 30 | 2 | 640 | 64 | 576
23800460 | 600 | 40 | 2 | 830 | 83 | 747
23800461 | 1000 | 40 | 1 | 1700 | 170 | 1530
[5 empty] | 0 | 0
2400-Columns, Chromatography, Plain With PTFE Stopcock, ASIL |  |  |  |  | 0 | 0
Product Code | Extractor Length mm | Bore mm | Quantity Per case | Each price | #VALUE! | #VALUE!
24000462 | 200 | 10 | 5 | 870 | 87 | 783
24000463 | 300 | 10 | 5 | 890 | 89 | 801
24000464 | 300 | 18 | 5 | 995 | 99.5 | 895.5
24000465 | 450 | 30 | 5 | 1300 | 130 | 1170
24000466 | 500 | 10 | 2 | 1170 | 117 | 1053
24000467 | 500 | 18 | 2 | 1300 | 130 | 1170
24000468 | 600 | 30 | 2 | 1645 | 164.5 | 1480.5
24000469 | 600 | 40 | 2 | 1750 | 175 | 1575
24000470 | 1000 | 40 | 1 | 1900 | 190 | 1710
[5 empty] | 0 | 0
2420-Columns, Chromatography, Plain With Boroflo Stopcock, ASIL |  |  |  |  | 0 | 0
Product Code | Extractor Length mm | Bore mm | Quantity Per case | Each price | #VALUE! | #VALUE!
24200471 | 200 | 10 | 5 | 275 | 27.5 | 247.5
24200472 | 300 | 10 | 5 | 275 | 27.5 | 247.5
24200473 | 300 | 18 | 5 | 310 | 31 | 279
24200474 | 450 | 30 | 5 | 475 | 47.5 | 427.5
24200475 | 500 | 10 | 2 | 365 | 36.5 | 328.5
24200476 | 500 | 18 | 2 | 410 | 41 | 369
24200477 | 600 | 30 | 2 | 645 | 64.5 | 580.5
24200478 | 600 | 40 | 2 | 825 | 82.5 | 742.5
24200479 | 1000 | 40 | 1 | 1700 | 170 | 1530
[5 empty] | 0 | 0
2460-Columns, Chromatography, Plain With Sintered Disc And Glass Stopcock ASIL |  |  |  |  | 0 | 0
Product Code | Extractor Length mm | Bore mm | Quantity Per case | Each price | #VALUE! | #VALUE!
24600480 | 200 | 10 | 5 | 530 | 53 | 477
24600481 | 300 | 10 | 5 | 545 | 54.5 | 490.5
24600482 | 300 | 18 | 5 | 680 | 68 | 612
24600483 | 450 | 30 | 5 | 850 | 85 | 765
24600484 | 500 | 10 | 2 | 630 | 63 | 567
24600485 | 500 | 18 | 2 | 735 | 73.5 | 661.5
24600486 | 600 | 30 | 2 | 870 | 87 | 783
24600487 | 600 | 40 | 2 | 1430 | 143 | 1287
24600488 | 1000 | 40 | 1 | 1960 | 196 | 1764
[5 empty] | 0 | 0
2480-Columns, Chromatography, Plain With Sintered Disc And PTFE Stopcock ASIL |  |  |  |  | 0 | 0
Product Code | Extractor Length mm | Bore mm | Quantity Per case | Each price | #VALUE! | #VALUE!
24800489 | 200 | 10 | 5 | 1060 | 106 | 954
24800490 | 300 | 10 | 5 | 1060 | 106 | 954
24800491 | 300 | 18 | 5 | 1380 | 138 | 1242
24800492 | 450 | 30 | 5 | 1860 | 186 | 1674
24800493 | 500 | 10 | 2 | 1270 | 127 | 1143
24800494 | 500 | 18 | 2 | 1590 | 159 | 1431
24800495 | 600 | 30 | 2 | 2020 | 202 | 1818
24800496 | 600 | 40 | 2 | 2545 | 254.5 | 2290.5
24800497 | 1000 | 40 | 1 | 3020 | 302 | 2718
[5 empty] | 0 | 0
2500-Columns, Chromatography, Plain With Sintered Disc And Boroflo Stopcock ASIL |  |  |  |  | 0 | 0
Product Code | Extractor Length mm | Bore mm | Quantity Per case | Each price | #VALUE! | #VALUE!
25000498 | 200 | 10 | 5 | 445 | 44.5 | 400.5
25000499 | 300 | 10 | 5 | 460 | 46 | 414
25000500 | 300 | 18 | 5 | 585 | 58.5 | 526.5
25000501 | 450 | 30 | 5 | 720 | 72 | 648
25000502 | 500 | 10 | 2 | 585 | 58.5 | 526.5
25000503 | 500 | 18 | 2 | 615 | 61.5 | 553.5
25000504 | 600 | 30 | 2 | 820 | 82 | 738
25000505 | 600 | 40 | 2 | 1430 | 143 | 1287
25000506 | 1000 | 40 | 1 | 1960 | 196 | 1764
[5 empty] | 0 | 0
2510 - PTFE Bladed Stirrers, ASIL |  |  |  |  | 0 | 0
Product Code | Description |  |  | Each price | #VALUE! | #VALUE!
25100507 | Shaft dia 6mm Shaft Length 450mm To Pass through 19/26 Socket Blade width 50mm Curved to suit Flask 500ml |  |  | 550 | 55 | 495
25100508 | Shaft dia 6mm Shaft Length 450mm To Pass through 24/29 Socket Blade width 75mm Curved to suit Flask 1000ml |  |  | 650 | 65 | 585
25100509 | Shaft dia 8mm Shaft Length 600mm To Pass through 34/35 Socket Blade width 100mm Curved to suit Flask 2000ml |  |  | 1200 | 120 | 1080
25100510 | Shaft dia 8mm Shaft Length 600mm To Pass through 34/35 Socket Blade width 125mm Curved to suit Flask 5000ml |  |  | 1500 | 150 | 1350
25100511 | Shaft dia 11 mm Shaft Length 750mm To Pass through 55/44 Socket Blade width 150mm Curved to suit Flask 10000ml |  |  | 2000 | 200 | 1800
25100512 | Shaft dia 11mm Shaft Length 750mm To Pass through 55/44 Socket Blade width 200mm Curved to suit Flask 20000ml |  |  | 3200 | 320 | 2880
2520-Fractionating Colomn, Vigrex, ASIL
Product Code | Socket | Cone | Length | Quantity Per case | Each price | #VALUE! | #VALUE!
25200513 | 24/29 | 24/29 | 360 | 2 | 1380 | 138 | 1242
25200514 | 24/29 | 24/29 | 600 | 2 | 2490 | 249 | 2241
25200515 | 29/32 | 29/32 | 360 | 2 | 1800 | 180 | 1620
25200516 | 29/32 | 29/32 | 600 | 2 | 2600 | 260 | 2340
2600-Spray for Chromatography, ASIL
Product Code | Cap.ml | Quantity Per case | Each price | #VALUE! | #VALUE!
26000517 | 25 ml | 2 | 1060 | 106 | 954
26000518 | 50 ml | 2 | 1060 | 106 | 954
26000519 | 100 ml | 2 | 1220 | 122 | 1098
2620-Cylinders, Colour Comparsion, Nessler, Flat Bottom, Graduated, As Per I.S. 4161 : 1967, ASIL
Product Code | Cap.ml | Approx O.D x Height mm | Quantity Per case | Each price | #VALUE! | #VALUE!
26200520 | 50 | 25 x 150 | 20 | 160 | 16 | 144
26200521 | 100 | 34 x 180 | 20 | 235 | 23.5 | 211.5
2640-Cylinders, Graduated, Round Base,Single Metric Scale, With Penny Head Interchangeable Stopper, Class B, ASIL
Product Code | Cap.ml | Graduation interval ml | Tolerance ± ml | Stopper Size | Approx Height mm | Quantity per case | Each Price | #VALUE! | #VALUE!
26400522 | 5 | 0.1 | 0.1 | 2015-10-01 | 130 | 5 | 255 | 25.5 | 229.5
26400523 | 10 | 0.2 | 0.2 | 2015-10-01 | 160 | 5 | 275 | 27.5 | 247.5
26400524 | 25 | 0.5 | 0.5 | 14/15 | 186 | 10 | 310 | 31 | 279
26400525 | 50 | 1 | 1 | 14/15 | 206 | 10 | 350 | 35 | 315
26400526 | 100 | 1 | 1 | 19/20 | 285 | 10 | 435 | 43.5 | 391.5
26400527 | 250 | 2 | 2 | 24/24 | 370 | 5 | 785 | 78.5 | 706.5
26400528 | 500 | 5 | 5 | 24/25 | 430 | 5 | 1220 | 122 | 1098
26400529 | 1000 | 10 | 10 | 34/25 | 500 | 4 | 1700 | 170 | 1530
[8 empty] | 0 | 0
2660-Cylinders, Graduated, Round Base, Single Metric Scale, With Penny Head Interchangeable Stopper, Class A, With Works Certificate, ASIL | [7 empty] | 0 | 0
Product Code | Cap.ml | Graduation interval ml | Tolerance ± ml | Stopper Size | Approx Height mm | Quantity per case | Each Price | #VALUE! | #VALUE!
26600530 | 5 | 0.1 | 0.05 | 2015-10-01 | 130 | 5 | 445 | 44.5 | 400.5
26600531 | 10 | 0.2 | 0.1 | 2015-10-01 | 160 | 5 | 510 | 51 | 459
26600532 | 25 | 0.5 | 0.25 | 14/15 | 186 | 10 | 520 | 52 | 468
26600533 | 50 | 1 | 0.5 | 14/15 | 206 | 10 | 625 | 62.5 | 562.5
26600534 | 100 | 1 | 0.5 | 19/20 | 285 | 10 | 730 | 73 | 657
26600535 | 250 | 2 | 1 | 24/24 | 370 | 5 | 1165 | 116.5 | 1048.5
26600536 | 500 | 5 | 2.5 | 24/25 | 430 | 5 | 1750 | 175 | 1575
26600537 | 1000 | 10 | 5 | 34/25 | 500 | 4 | 2330 | 233 | 2097
[8 empty] | 0 | 0
2680-Cylinders, Graduated, Single Metric Scale, With Penny Head Interchangeable Stopper with Hexagonal base. Class A, With Works Certificate ASIL | [7 empty] | 0 | 0
Product Code | Cap.ml | Graduation interval ml | Tolerance ± ml | Stopper Size | Approx Height mm | Quantity per case | Each Price | #VALUE! | #VALUE!
26800538 | 5 | 0.1 | 0.05 | 2015-10-01 | 130 | 5 | 670 | 67 | 603
26800539 | 10 | 0.2 | 0.1 | 2015-10-01 | 160 | 5 | 755 | 75.5 | 679.5
26800540 | 25 | 0.5 | 0.25 | 14/15 | 186 | 10 | 860 | 86 | 774
26800541 | 50 | 1 | 0.5 | 14/15 | 206 | 10 | 965 | 96.5 | 868.5
26800542 | 100 | 1 | 0.5 | 19/20 | 285 | 10 | 1150 | 115 | 1035
26800543 | 250 | 2 | 1 | 24/25 | 370 | 5 | 1720 | 172 | 1548
26800544 | 500 | 5 | 2.5 | 24/25 | 430 | 5 | 2200 | 220 | 1980
26800545 | 1000 | 10 | 5 | 34/25 | 500 | 4 | 2750 | 275 | 2475
26800546 | 2000 | 20 | 10 | 34/25 | 620 | 4 | 4400 | 440 | 3960
[8 empty] | 0 | 0
2690-Cylinders, Graduated, Single Metric Scale, With Penny Head Interchangeable Stopper with Hexagonal base. Accuracy As I.S. 878:2008, ASIL | [7 empty] | 0 | 0
Product Code | Cap.ml | Graduation interval ml | Tolerance ± ml | Stopper Size | Approx Height mm | Quantity per case | Each Price | #VALUE! | #VALUE!
26900547 | 5 | 0.1 | 0.1 | 0.52632 | 130 | 5 | 350 | 35 | 315
26900548 | 10 | 0.2 | 0.2 | 0.52632 | 160 | 10 | 370 | 37 | 333
26900549 | 25 | 0.5 | 0.5 | 14/15 | 186 | 10 | 415 | 41.5 | 373.5
26900550 | 50 | 1 | 1 | 14/15 | 206 | 10 | 475 | 47.5 | 427.5
26900551 | 100 | 1 | 1 | 19/20 | 285 | 20 | 580 | 58 | 522
26900552 | 250 | 2 | 2 | 24/24 | 370 | 10 | 980 | 98 | 882
26900553 | 500 | 5 | 5 | 24/25 | 430 | 10 | 1375 | 137.5 | 1237.5
26900554 | 1000 | 10 | 10 | 34/25 | 500 | 4 | 1980 | 198 | 1782
26900555 | 2000 | 20 | 20 | 34/25 | 620 | 4 | 3400 | 340 | 3060
2700-Measuring Cylinders, Round Base with Spout, Class B, ASIL
Product Code | Cap.ml | Sub-dvnml | Tolerance ± ml | Quantity per case | Each Price | #VALUE! | #VALUE!
27000556 | 5 | 0.1 | 0.1 | 10 | 150 | 15 | 135
27000557 | 10 | 0.2 | 0.2 | 10 | 150 | 15 | 135
27000558 | 25 | 0.5 | 0.5 | 10 | 185 | 18.5 | 166.5
27000559 | 50 | 1 | 1 | 10 | 220 | 22 | 198
27000560 | 100 | 1 | 1 | 5 | 280 | 28 | 252
27000561 | 250 | 2 | 2 | 5 | 500 | 50 | 450
27000562 | 500 | 5 | 5 | 5 | 720 | 72 | 648
27000563 | 1000 | 10 | 10 | 5 | 1165 | 116.5 | 1048.5
27000564 | 2000 | 20 | 20 | 4 | 1695 | 169.5 | 1525.5
[6 empty] | 0 | 0
2720-Measuring Cylinders, Round Base with Spout, Class A, ASIL | [5 empty] | 0 | 0
Product Code | Cap.ml | Sub-dvnml | Tolerance ± ml | Quantity per case | Each Price | #VALUE! | #VALUE!
27200565 | 5 | 0.1 | 0.1 | 10 | 320 | 32 | 288
27200566 | 10 | 0.2 | 0.2 | 10 | 360 | 36 | 324
27200567 | 25 | 0.5 | 0.5 | 10 | 400 | 40 | 360
27200568 | 50 | 1 | 1 | 10 | 465 | 46.5 | 418.5
27200569 | 100 | 1 | 1 | 5 | 540 | 54 | 486
27200570 | 250 | 2 | 2 | 5 | 830 | 83 | 747
27200571 | 500 | 5 | 5 | 5 | 1270 | 127 | 1143
27200572 | 1000 | 10 | 10 | 4 | 1430 | 143 | 1287
27200573 | 2000 | 20 | 10 | 2 | 2500 | 250 | 2250
2740 - Cylinders, Graduated, Single Metric Scale, With Pour Out, With Hexagonal Base, Class A, With Works Certificate, ASIL
Product Code | Cap.ml | Graduation interval ml | Tolerance ± ml | Approx Height mm | Quantity per case | Each Price | #VALUE! | #VALUE!
27400574 | 5 | 0.1 | 0.05 | 110 | 5 | 400 | 40 | 360
27400575 | 10 | 0.2 | 0.1 | 140 | 5 | 460 | 46 | 414
27400576 | 20 | 1 | 0.25 | 160 | 10 | 580 | 58 | 522
27400577 | 25 | 0.5 | 0.25 | 170 | 10 | 525 | 52.5 | 472.5
27400578 | 50 | 1 | 0.5 | 200 | 10 | 640 | 64 | 576
27400579 | 100 | 1 | 0.5 | 260 | 10 | 720 | 72 | 648
27400580 | 150 | 2 | 1 | 300 | 5 | 800 | 80 | 720
27400581 | 250 | 2 | 1 | 0.335 | 10 | 1070 | 107 | 963
27400582 | 500 | 5 | 2.5 | 390 | 6 | 1500 | 150 | 1350
27400583 | 1000 | 10 | 5 | 470 | 4 | 1800 | 180 | 1620
27400584 | 2000 | 20 | 10 | 570 | 4 | 3550 | 355 | 3195
[7 empty] | 0 | 0
2760 - Cylinders, Graduated, Single Metric Scale, With Pour out. With Hexagonal Base, Accuracy As per I.S. 878 : 2008, ASIL | [6 empty] | 0 | 0
Product Code | Cap.ml | Graduation interval ml | Tolerance ± ml | Approx Height mm | Quantity per case | Each Price | #VALUE! | #VALUE!
27600585 | 5 | 0.1 | 0.1 | 110 | 10 | 200 | 20 | 180
27600586 | 10 | 0.2 | 0.2 | 140 | 10 | 240 | 24 | 216
27600587 | 25 | 0.5 | 0.5 | 170 | 10 | 280 | 28 | 252
27600588 | 50 | 1 | 1 | 200 | 10 | 300 | 30 | 270
27600589 | 100 | 1 | 1 | 260 | 10 | 350 | 35 | 315
27600590 | 250 | 2 | 2 | 335 | 10 | 600 | 60 | 540
27600591 | 500 | 5 | 5 | 390 | 6 | 850 | 85 | 765
27600592 | 1000 | 10 | 10 | 470 | 6 | 1300 | 130 | 1170
27600593 | 2000 | 20 | 20 | 570 | 4 | 2500 | 250 | 2250
2780-Crow Receivers, Class B, ASIL
Product Code | Cap.ml | Tolerance ± ml | Quantity per case | Each Price | #VALUE! | #VALUE!
27800594 | 25 | 0.1 &0.2 | 4 | 700 | 70 | 630
27800595 | 50 | 0.2 & 0.4 | 4 | 800 | 80 | 720
27800596 | 100 | 0.4 & 0.8 | 4 | 800 | 80 | 720
[5 empty] | 0 | 0
2800- Crow Receivers, Class A, with Works Certificate, ASIL |  |  |  |  | 0 | 0
Product Code | Cap.ml | Tolerance ± ml | Quantity per case | Each Price | #VALUE! | #VALUE!
28000597 | 25 | 0.04 & 0.1 | 4 | 1165 | 116.5 | 1048.5
28000598 | 50 | 0.1 &0.2 | 4 | 1165 | 116.5 | 1048.5
28000599 | 100 | 0.2 & 0.4 | 4 | 1375 | 137.5 | 1237.5
2820 -Desiccators, With Glass with Knob Cover And Porcelin Plate, ASIL
Product Code | Approx ID Ground Flange mm | Quantity per case | Each Price | #VALUE! | #VALUE!
28200600 | 100 | 1 | 4500 | 450 | 4050
28200601 | 150 | 1 | 5000 | 500 | 4500
28200602 | 200 | 1 | 5800 | 580 | 5220
28200603 | 250 | 1 | 8000 | 800 | 7200
28200604 | 300 | 1 | 13500 | 1350 | 12150
|  |  |  | 0 | 0
2840- Desiccators, Vacuum, Stopcock with PTFE Spindle, And Porcelin Plate, ASIL |  |  |  | 0 | 0
Product Code | Approx ID Ground Flange mm | Quantity per case | Each Price | #VALUE! | #VALUE!
28400605 | 100 | 1 | 8000 | 800 | 7200
28400606 | 150 | 1 | 10000 | 1000 | 9000
28400607 | 200 | 1 | 11000 | 1100 | 9900
28400608 | 250 | 1 | 14000 | 1400 | 12600
28400609 | 300 | 1 | 18000 | 1800 | 16200
|  |  |  | 0 | 0
2860 - Petri, Dishes, Culture, ASIL |  |  |  | 0 | 0
Product Code | Approx ID Ground Flange mm | Quantity per case | Each Price | #VALUE! | #VALUE!
28600610 | 50 x 17 | 20 | 140 | 14 | 126
28600611 | 80x17 | 20 | 160 | 16 | 144
28600612 | 100 x 17 | 20 | 200 | 20 | 180
28600613 | 150x20 | 20 | 550 | 55 | 495
28600614 | 200 x 20 | 10 | 1000 | 100 | 900
|  |  |  | 0 | 0
2870-Dishes, Crystallizing, ASIL |  |  |  | 0 | 0
Product Code | Approx ID Ground Flange mm | Quantity per case | Each Price | #VALUE! | #VALUE!
28700615 | 100x50 | 10 | 360 | 36 | 324
28700616 | 150x75 | 10 | 600 | 60 | 540
28700617 | 190x100 | 4 | 1000 | 100 | 900
|  |  |  | 0 | 0
2880-Dishes, Evaporating, Flat Bottom, With Pour Out, ASIL |  |  |  | 0 | 0
Product Code | Approx ID Ground Flange mm | Quantity per case | Each Price | #VALUE! | #VALUE!
28800618 | 80 x45 | 60 | 290 | 29 | 261
28800619 | 105 x 55 | 50 | 435 | 43.5 | 391.5
28800620 | 150 x 80 | 20 | 795 | 79.5 | 715.5
28800621 | 200x100 | 8 | 1430 | 143 | 1287
2900-Extractors Soxhiet Interchangeable Joints, ASIL
Product Code | Capacity ml | Interchangeable Joints |  | Quantity Per case | Each Price | #VALUE! | #VALUE!
|  | Top | Bottom |  |  | 0 | 0
29000622 | 60 | 34/35 | 24/29 | 5 | 600 | 60 | 540
29000623 | 100 | 40/38 | 24/29 | 5 | 800 | 80 | 720
29000624 | 200 | 50/42 | 24/29 | 5 | 1000 | 100 | 900
29000625 | 250 | 50/42 | 24/29 | 2 | 1600 | 160 | 1440
29000626 | 500 | 50/42 | 24/29 | 1 | 2800 | 280 | 2520
29000627 | 1000 | 50/42 | 24/29 | 1 | 5000 | 500 | 4500
2920-Condensers, Only For Extraction Apparatus, Allihn, ASIL
Product Code | Size | Interchangeable Joints Bottom | Quantity per case | Each Price | #VALUE! | #VALUE!
29200628 | Small | 34/35 | 5 | 500 | 50 | 450
29200629 | Medium | 40/38 | 5 | 650 | 65 | 585
29200630 | Large | 50/42 | 5 | 930 | 93 | 837
2940-Extraction Apparatus Soxhiet Complete With Allihn Condenser, Interchangeable Joint, ASIL
Product Code | Size | Capacity ml | Flask Size ml* | Quantity per case | Each Price | #VALUE! | #VALUE!
29400631 | Small | 60 | 150 | 5 | 1300 | 130 | 1170
29400632 | Medium | 100 | 250 | 5 | 1500 | 150 | 1350
29400633 | Large | 200 | 500 | 5 | 2400 | 240 | 2160
29400634 |  | 250 | 1000 | 1 | 2800 | 280 | 2520
29400635 |  | 500 | 1000 | 1 | 5400 | 540 | 4860
29400636 |  | 1000 | 2000 | 1 | 7300 | 730 | 6570
29400637 |  | 2000 | 5000 | 1 | 23000 | 2300 | 20700
[6 empty] | 0 | 0
2960 - Flasks, Boiling, Florence, Flat Bottom, ASIL | [5 empty] | 0 | 0
Product Code | Capacity ml | Approx O.D x Height mm | Approx O.D. mm | Quantity per case | Each Price | #VALUE! | #VALUE!
29600638 | 25 | 42x90 | 20 | 20 | 82 | 8.2 | 73.8
29600639 | 50 | 51 x90 | 26 | 20 | 89 | 8.9 | 80.1
29600640 | 100 | 64 x 105 | 26 | 20 | 102 | 10.2 | 91.8
29600641 | 150 | 75 x 132 | 28 | 20 | 109 | 10.9 | 98.1
29600642 | 250 | 85 x 140 | 34 | 20 | 115 | 11.5 | 103.5
29600643 | *300 | 87 x 160 | 24 | 10 | 163 | 16.3 | 146.7
29600644 | 500 | 105x170 | 33 | 20 | 190 | 19 | 171
29600645 | 1000 | 131x190 | 42 | 10 | 285 | 28.5 | 256.5
29600646 | 2000 | 167x237 | 50 | 6 | 535 | 53.5 | 481.5
29600647 | 3000 | 186x300 | 50 | 4 | 1740 | 174 | 1566
29600648 | 5000 | 223x317 | 60 | 1 | 2400 | 240 | 2160
29600649 | 6000 | 250 x 340 | 65 | 1 | 3570 | 357 | 3213
29600650 | 10000 | 279 x 400 | 65 | 1 | 5800 | 580 | 5220
29600651 | 20000 | 350 x 495 | 75 | 1 | 9600 | 960 | 8640
[6 empty] | 0 | 0
2980 - Flasks. Boiling, Flat Bottom, Short Neck Interchangeable Joint, ASIL | [5 empty] | 0 | 0
Product Code | Capacity ml | Approx O.D x Height mm | Approx O.D. mm | Quantity per case | Each Price | #VALUE! | #VALUE!
29800652 | 150 | 24/29 | 115 | 5 | 152 | 15.2 | 136.8
29800653 | 250 | 24/29 | 130 | 5 | 162 | 16.2 | 145.8
29800654 | 500 | 24/29 | 140 | 5 | 240 | 24 | 216
29800655 | 1000 | 24/29 | 187 | 5 | 350 | 35 | 315
29800656 | 2000 | 34/35 | 321 | 2 | 600 | 60 | 540
[6 empty] | 0 | 0
3000 - Flasks, Boiling, Round Bottom, ASIL | [5 empty] | 0 | 0
Product Code | Capacity ml | Approx O.D x Height mm | Approx O.D. mm | Quantity per case | Each Price | #VALUE! | #VALUE!
30000657 | 25 | 42x90 | 20 | 20 | 75 | 7.5 | 67.5
30000658 | 50 | 51 x95 | 26 | 20 | 88 | 8.8 | 79.2
30000659 | 100 | 64 x 110 | 26 | 20 | 98 | 9.8 | 88.2
30000660 | 150 | 75 x 137 | 28 | 20 | 109 | 10.9 | 98.1
30000661 | 250 | 85 x 145 | 34 | 20 | 109 | 10.9 | 98.1
30000662 | 500 | 105x175 | 34 | 20 | 185 | 18.5 | 166.5
30000663 | 1000 | 131 x205 | 42 | 10 | 260 | 26 | 234
30000664 | 2000 | 166x243 | 51 | 6 | 570 | 57 | 513
30000665 | 3000 | 190x305 | 50 | 4 | 1420 | 142 | 1278
30000666 | 5000 | 225 x 350 | 60 | 1 | 2420 | 242 | 2178
30000667 | 6000 | 236 x 350 | 65 | 1 | 3150 | 315 | 2835
30000668 | 10000 | 285 x 420 | 65 | 1 | 5100 | 510 | 4590
30000669 | 20000 | 350 x 505 | 75 | 1 | 9500 | 950 | 8550
[6 empty] | 0 | 0
3020-Flasks, Boiling, Round Bottom, Short Neck, with Interchangeable Joint ASIL | [5 empty] | 0 | 0
Product Code | Capacity ml | Approx Height mm | Interchangeable Joint | Quantity per case | Each Price | #VALUE! | #VALUE!
30200670 | 5 | 60 | 14/23 | 10 | 150 | 15 | 135
30200671 | 10 | 65 | 14/23 | 10 | 150 | 15 | 135
30200672 | 25 | 75 | 14/23 | 10 | 142 | 14.2 | 127.8
30200673 | 25 | 77 | 19/26 | 10 | 142 | 14.2 | 127.8
30200674 | 50 | 95 | 19/26 | 5 | 147 | 14.7 | 132.3
30200675 | 100 | 120 | 24/29 | 10 | 147 | 14.7 | 132.3
30200676 | 250 | 140 | 24/29 | 10 | 190 | 19 | 171
30200677 | 500 | 170 | 24/29 | 10 | 270 | 27 | 243
30200678 | 1000 | 188 | 24/29 | 6 | 370 | 37 | 333
30200679 | 2000 | 205 | 24/29 | 4 | 720 | 72 | 648
30200680 | 3000 | 265 | 24/29 | 4 | 2050 | 205 | 1845
30200681 | 5000 | 300 | 45/40 | 2 | 3130 | 313 | 2817
30200682 | 10000 | 385 | 55/44 | 1 | 6320 | 632 | 5688
30200683 | 20000 | 435 | 55/44 | 1 | 10950 | 1095 | 9855
3030-Flasks, Boiling, Pear Shaped, Short Neck, With Interchangeable Joint ASIL
Product Code | Capacity ml | Interchangeable Joint | Quantity per case | Each Price | #VALUE! | #VALUE!
30300684 | 5 | 0.52632 | 10 | 117 | 11.7 | 105.3
30300685 | 5 | 14/23 | 10 | 117 | 11.7 | 105.3
30300686 | 10 | 0.52632 | 10 | 128 | 12.8 | 115.2
30300687 | 10 | 14/23 | 10 | 128 | 12.8 | 115.2
30300688 | 25 | 14/23 | 5 | 149 | 14.9 | 134.1
30300689 | 50 | 14/23 | 10 | 162 | 16.2 | 145.8
30300690 | 100 | 24/29 | 10 | 345 | 34.5 | 310.5
[5 empty] | 0 | 0
3035-Flasks, Pear Shape Suitable for Rotary Evaporators with Ground Socket. ASIL |  |  |  |  | 0 | 0
Product Code | Capacity ml | Ground Joint | Quantity per case | Each Price | #VALUE! | #VALUE!
30350691 | 50 | 24/29 | 5 | 530 | 53 | 477
30350692 | 50 | 29/32 | 5 | 530 | 53 | 477
30350693 | 100 | 24/29 | 5 ' | 665 | 66.5 | 598.5
30350694 | 100 | 29/32 | 5 | 665 | 66.5 | 598.5
30350695 | 250 | 24/29 | 5 | 800 | 80 | 720
30350696 | 250 | 29/32 | 5 | 800 | 80 | 720
30350697 | 500 | 24/29 | 5 | 1060 | 106 | 954
30350698 | 500 | 29/32 | 5 | 1060 | 106 | 954
30350699 | 1000 | 24/29 | 5 | 1600 | 160 | 1440
30350700 | 1000 | 29/32 | 5 | 1600 | 160 | 1440
30350701 | 2000 | 24/29 | 5 | 2550 | 255 | 2295
30350702 | 2000 | 29/32 | 5 | 2550 | 255 | 2295
[5 empty] | 0 | 0
3040 - Flasks, (Vessels) Reaction, Wide Mouth, Flat Flange, 100 mm I.D., 150mm O.D., ASIL |  |  |  |  | 0 | 0
Product Code | Capacity ml | Approx Height mm | Quantity per case | Each Price | #VALUE! | #VALUE!
30400703 | 1000 | 170 | 2 | 1380 | 138 | 1242
30400704 | 2000 | 205 | 2 | 1890 | 189 | 1701
30400705 | 5000 | 260 | 2 | 4100 | 410 | 3690
30400706 | 10000 | 335 | 1 | 8930 | 893 | 8037
30400707 | 20000 | 400 | 1 | 15350 | 1535 | 13815
[5 empty] | 0 | 0
3060-Lids, For Flasks Reaction Cat No. 3040, Flat Flange And Interchangeable Joint, ASIL
Product Code | Interchangable Joint Size |  |  |  |  | Quantity per case | Each Price | #VALUE! | #VALUE!
| Centre | Parallel | Side 5 | Side 10 | Side 15 |  |  | 0 | 0
30600708 | 19/26 | 19/26 | 24/29 | 19/26 | - | 2 | 3360 | 336 | 3024
30600709 | 19/26 | 14/23 | 14/23 | 14/23 | 29/32 | 2 | 3360 | 336 | 3024
30600710 | 29/32 | 14/23 | 14/23 | 14/23 | 29/32 | 2 | 3360 | 336 | 3024
3080 - Flasks, Round Bottom, Two Necks, Centre Neck And One Angled Side Neck, With Interchangeable Joints, ASIL
Product Code | Capacity ml | Interchangeable Joints Size |  | Quantity Per case | Each Price | #VALUE! | #VALUE!
|  | Centre Neck | Side Neck |  |  | 0 | 0
30800711 | 100 | 24/29 | 14/23 | 4 | 210 | 21 | 189
30800712 | 100 | 24/29 | 19/26 | 4 | 210 | 21 | 189
30800713 | 250 | 24/29 | 14/23 | 4 | 294 | 29.4 | 264.6
30800714 | 250 | 24/29 | 19/26 | 4 | 294 | 29.4 | 264.6
30800715 | 500 | 24/29 | 14/23 | 4 | 425 | 42.5 | 382.5
30800716 | 500 | 24/29 | 19/26 | 4 | 425 | 42.5 | 382.5
30800717 | 1000 | 24/29 | 14/23 | 2 | 525 | 52.5 | 472.5
30800718 | 1000 | 24/29 | 19/26 | 2 | 525 | 52.5 | 472.5
30800719 | 2000 | 24/29 | 14/23 | 2 | 945 | 94.5 | 850.5
30800720 | 2000 | 24 / 29 | 19/26 | 2 | 945 | 94.5 | 850.5
30800721 | 2000 | 34/35 | 19/26 | 2 | 945 | 94.5 | 850.5
30800722 | 3000 | 34/35 | 19/26 | 2 | 2550 | 255 | 2295
30800723 | 5000 | 34/35 | 19/26 | 1 | 3750 | 375 | 3375
30800724 | 10000 | 55/44 | 24/29 | 1 | 6720 | 672 | 6048
30800725 | 20000 | 55/44 | 24/29 | 1 | 11250 | 1125 | 10125
[6 empty] | 0 | 0
3100 - Flasks, Round Bottom, Two Necks, Centre Neck And One Parallel Side Neck, With Interchangeable Joints, ASIL | [5 empty] | 0 | 0
Product Code | Capacity ml | Interchangeable Joints Size |  | Quantity Per case | Each Price | #VALUE! | #VALUE!
|  | Centre Neck | Side Neck |  |  | 0 | 0
31000726 | 100 | 24/29 | 14/23 | 4 | 210 | 21 | 189
31000727 | 100 | 24/29 | 19/26 | 4 | 210 | 21 | 189
31000728 | 250 | 24/29 | 14/23 | 4 | 294 | 29.4 | 264.6
31000729 | 250 | 24/29 | 19/26 | 4 | 294 | 29.4 | 264.6
31000730 | 500 | 24/29 | 14/23 | 4 | 425 | 42.5 | 382.5
31000731 | 500 | 24/29 | 19/26 | 4 | 425 | 42.5 | 382.5
31000732 | 1000 | 24/29 | 14/23 | 2 | 525 | 52.5 | 472.5
31000733 | 1000 | 24/29 | 19/26 | 2 | 525 | 52.5 | 472.5
31000734 | 2000 | 24/29 | 14/23 | 2 | 945 | 94.5 | 850.5
31000735 | 2000 | 24/29 | 19/26 | 2 | 945 | 94.5 | 850.5
31000736 | 2000 | 34/35 | 19/26 | 2 | 945 | 94.5 | 850.5
31000737 | 3000 | 34/35 | 19/26 | 2 | 2550 | 255 | 2295
31000738 | 5000 | 34/35 | 19/26 | 1 | 3750 | 375 | 3375
31000739 | 10000 | 55/44 | 24/29 | 1 | 6720 | 672 | 6048
31000740 | 20000 | 55/44 | 24/29 | 1 | 11250 | 1125 | 10125
3120 - Flasks, Round Bottom, Three Necks, Centre Neck And Two Angled Side Necks, With Interchangeable Joints, ASIL
Product Code | Capacity ml | Interchangeable Joints Size |  |  | Quantity Per case | Each Price | #VALUE! | #VALUE!
|  | Centre Neck | Side Neck | Side Neck |  |  | 0 | 0
31200741 | 100 | 19/26 | 14/23 | 14/23 | 4 | 285 | 28.5 | 256.5
31200742 | 100 | 14/23 | 14/23 | 14/23 | 4 | 285 | 28.5 | 256.5
31200743 | 250 | 19/26 | 14/23 | 14/23 | 4 | 390 | 39 | 351
31200744 | 250 | 19/26 | 19/26 | 19/26 | 4 | 390 | 39 | 351
31200745 | 500 | 19/26 | 14/23 | 14/23 | 4 | 585 | 58.5 | 526.5
31200746 | 500 | 19/26 | 19/26 | 19/26 | 4 | 585 | 58.5 | 526.5
31200747 | 1000 | 34/35 | 24/29 | 24/29 | 2 | 715 | 71.5 | 643.5
31200748 | 2000 | 24/29 | 19/26 | 19/26 | 2 | 1280 | 128 | 1152
31200749 | 2000 | 34/35 | 24/29 | 24/29 | 2 | 1280 | 128 | 1152
31200750 | 3000 | 34/35 | 24/29 | 24/29 | 2 | 3300 | 330 | 2970
31200751 | 5000 | 45/40 | 24/29 | 24/29 | 1 | 4620 | 462 | 4158
31200752 | 10000 | 45/40 | 24/29 | 24/29 | 1 | 8870 | 887 | 7983
31200753 | 20000 | 55/44 | 24/29 | 24/29 | 1 | 13290 | 1329 | 11961
[7 empty] | 0 | 0
3140 - Flasks, Round Bottom, Three Necks, Centre Neck And Two Parallel Side Necks, With Interchangeable Joints, ASIL | [6 empty] | 0 | 0
Product Code | Capacity ml | Interchangeable Joints Size |  |  | Quantity Per case | Each Price | #VALUE! | #VALUE!
|  | Centre Neck | Side Neck | Side Neck |  |  | 0 | 0
31400754 | 100 | 19/26 | 14/23 | 14/23 | 4 | 285 | 28.5 | 256.5
31400755 | 100 | 14/23 | 14/23 | 14/23 | 4 | 285 | 28.5 | 256.5
31400756 | 250 | 19/26 | 14/23 | 14/23 | 4 | 390 | 39 | 351
31400757 | 250 | 19/26 | 19/26 | 19/26 | 4 | 390 | 39 | 351
31400758 | 500 | 19/26 | 14/23 | 14/23 | 4 | 585 | 58.5 | 526.5
31400759 | 500 | 19/26 | 19/26 | 19/26 | 4 | 585 | 58.5 | 526.5
31400760 | 1000 | 34/35 | 24/29 | 24/29 | 2 | 715 | 71.5 | 643.5
31400761 | 2000 | 24/29 | 19/26 | 19/26 | 2 | 1280 | 128 | 1152
31400762 | 2000 | 34/35 | 24/29 | 24/29 | 2 | 1280 | 128 | 1152
31400763 | 3000 | 34/35 | 24/29 | 24/29 | 2 | 3300 | 330 | 2970
31400764 | 5000 | 45/40 | 24/29 | 24/29 | 1 | 4620 | 462 | 4158
31400765 | 10000 | 45/40 | 24/29 | 24/29 | 1 | 8870 | 887 | 7983
31400766 | 20000 | 55/44 | 24/29 | 24/29 | 1 | 13290 | 1329 | 11961
[7 empty] | 0 | 0
3145 - Flasks, Round Bottom, Four Necks, Centre Neck and Three Parallel Side Neck, With interchangeable joint, ASIL | [6 empty] | 0 | 0
Product Code | Capacity ml | Interchangeable Joints Size |  |  | Quantity Per case | Each Price | #VALUE! | #VALUE!
|  | Centre Neck | Side Neck | Side Neck |  |  | 0 | 0
31450767 | 50 | 24/29 | 24/29 | 24/29 | 4 | 400 | 40 | 360
31450768 | 100 | 24/29 | 14/23 | 14/23 | 4 | 450 | 45 | 405
31450769 | 100 | 24/29 | 19/26 | 19/26 | 4 | 450 | 45 | 405
31450770 | 250 | 24/29 | 14/23 | 14/23 | 4 | 550 | 55 | 495
31450771 | 250 | 24/29 | 19/26 | 19/26 | 4 | 550 | 55 | 495
31450772 | 500 | 24/29 | 14/23 | 14/23 | 4 | 800 | 80 | 720
31450773 | 500 | 24/29 | 19/26 | 19/26 | 4 | 800 | 80 | 720
31450774 | 500 | 24/29 | 24/29 | 24/29 | 4 | 800 | 80 | 720
31450775 | 500 | 34/35 | 24/29 | 24/29 | 4 | 800 | 80 | 720
31450776 | 1000 | 24/29 | 14/23 | 14/23 | 2 | 950 | 95 | 855
31450777 | 1000 | 24/29 | 19/26 | 19/26 | 2 | 950 | 95 | 855
31450778 | 1000 | 24/29 | 24/29 | 24/29 | 2 | 950 | 95 | 855
31450779 | 1000 | 34/35 | 24/29 | 24/29 | 2 | 950 | 95 | 855
31450780 | 2000 | 24/29 | 14/23 | 14/23 | 2 | 1500 | 150 | 1350
31450781 | 2000 | 24/29 | 19/26 | 19/26 | 2 | 1500 | 150 | 1350
31450782 | 2000 | 34/35 | 19/26 | 19/26 | 2 | 1500 | 150 | 1350
31450783 | 2000 | 34/35 | 24/29 | 24/29 | 2 | 1500 | 150 | 1350
31450784 | 3000 | 34/35 | 19/26 | 19/26 | 2 | 3500 | 350 | 3150
31450785 | • 3000 | 34/35 | 24/29 | 24/29 | 2 | 3500 | 350 | 3150
31450786 | 5000 | 34/35 | 19/26 | 19/26 | 1 | 5500 | 550 | 4950
31450787 | 5000 | 34/35 | 24/29 | 24/29 | 1 | 5500 | 550 | 4950
31450788 | 10000 ' | 55/44 | 24/29 | 24/29 | 1 | 9500 | 950 | 8550
31450789 | 10000 | 34/35 | 24/29 | 24/29 | 1 | 9500 | 950 | 8550
31450790 | 10000 | 55/44 | 24/29 | 24/29 | 1 | 14000 | 1400 | 12600
3180-Flasks, Distilling, With Side Arm, ASIL
Product Code | Capacity ml | Approx O.D x Height mm | Approx Neck O.D. mm | Quantity per case | Each Price | #VALUE! | #VALUE!
31800791 | 100 | 64X210 | 21 | 10 | 210 | 21 | 189
31800792 | 125 | 70X215 | 19 | 10 | 220 | 22 | 198
31800793 | 250 | 88 X 230 | 25 | 10 | 260 | 26 | 234
31800794 | 500 | 110X250 | 28 | 4 | 365 | 36.5 | 328.5
31800795 | 1000 | 130X305 | 31 | 4 | 465 | 46.5 | 418.5
[6 empty] | 0 | 0
3190-Flasks, Culture, Haffkine/ASIL | [5 empty] | 0
Product Code | Capacity ml | Approx O.D x Height mm | Quantity per case | Each Price | #VALUE! | #VALUE!
31900796 | 3000 | 245 x 273 | 2 | 2500 | 250 | 2250
31900797 | 4000 | 246x310 | 2 | 2950 | 295 | 2655
[5 empty] | 0 | 0
3195-Flasks Culture Haffkine Screwcap, ASIL |  |  |  |  | 0 | 0
Product Code | Capacity ml | Approx O.D x Height mm | Quantity per case | Each Price | #VALUE! | #VALUE!
31950798 | 3000 | 245 x 273 | 2 | 3200 | 320 | 2880
31950799 | 4000 | 246 x 310 | 2 | 3600 | 360 | 3240
0
3200-Flasks, Erlenmeyer, Graduated, Conical, Narrow Mouth, ASIL
Product Code | Capacity ml | Approx O.D x Height mm | Approx Neck O.D. mm | Quantity per case | Each Price | #VALUE! | #VALUE!
32000800 | 10 | 37x60 | 15 | 20 | 80 | 8 | 72
32000801 | 25 | 40x70 | 21 | 20 | 80 | 8 | 72
32000802 | 50 | 51 x82 | 21 | 20 | 80 | 8 | 72
32000803 | 100 | 64x105 | 25 | 40 | 80 | 8 | 72
32000804 | 150 | 72 x 124 | 28 | 20 | 105 | 10.5 | 94.5
32000805 | 250 | 85 x 140 | 34 | 20 | 125 | 12.5 | 112.5
32000806 | 500 | 104x185 | 34 | 20 | 180 | 18 | 162
32000807 | 1000 | 131 x220 | 42 | 10 | 310 | 31 | 279
32000808 | 2000 | 168x280 | 48 | 5 | 530 | 53 | 477
32000809 | 3000 | 185x315 | 48 | 4 | 1400 | 140 | 1260
32000810 | 5000 | 220 x 367 | 50 | 2 | 2400 | 240 | 2160
[6 empty] | 0 | 0
3220-Flasks, Erienmeyer, Graduated, Conical, Amber, With Narrow Mouth, ASIL | [5 empty] | 0 | 0
Product Code | Capacity ml | Approx O.D x Height mm | Approx Neck O.D. mm | Quantity per case | Each Price | #VALUE! | #VALUE!
32200811 | 100 | 64 x 105 | 25 | 10 | 155 | 15.5 | 139.5
32200812 | 150 | 72x124 | 28 | 10 | 180 | 18 | 162
32200813 | 250 | 85 x 140 | 34 | 20 | 210 | 21 | 189
32200814 | 500 | 104x185 | 34 | 10 | 360 | 36 | 324
32200815 | 1000 | 131 x220 | 42 | 10 | 600 | 60 | 540
[6 empty] | 0 | 0
3240-Flasks, Erienmeyer, Conical, Narrow Mouth, Interchangeable Joint, ASIL | [5 empty] | 0 | 0
Product Code | Capacity ml | Interchangeable Joint | Quantity per case | Each Price | #VALUE! | #VALUE!
32400816 | 50 | 19/26 | 10 | 152 | 15.2 | 136.8
32400817 | 100 | 24/29 | 10 | 175 | 17.5 | 157.5
32400818 | 250 | 24/29 | 10 | 195 | 19.5 | 175.5
32400819 | 500 | 24/29 | 5 | 280 | 28 | 252
[5 empty] | 0 | 0
3250 - Flasks Erienmeyer, Conical, Narrow Mouth, Interchange Amber, ASIL |  |  |  |  | 0 | 0
Product Code | Capacity ml | Interchangeable Joint | Quantity per case | Each Price | #VALUE! | #VALUE!
52500820 | 50 | 19/26 | 10 | 350 | 35 | 315
32500821 | 100 | 24/29 | 10 | 400 | 40 | 360
32500822 | 250 | 24/29 | 10 | 450 | 45 | 405
32500823 | 500 | 24/29 | 5 | 600 | 60 | 540
3260-Flasks, Erienmeyer, Conical, Narrow Mouth, With Interchangeable Stopper, ASIL
Product Code | Capacity ml | Approx O.D x Height mm | Interchangeable Joint | Quantity per case | Each Price | #VALUE! | #VALUE!
32600824 | 25 | 65 | 14/15 | 10 | 175 | 17.5 | 157.5
32600825 | 50 | 85 | 19/20 | 10 | 205 | 20.5 | 184.5
32600826 | 100 | 90 | 24/25 | 10 | 230 | 23 | 207
32600827 | 250 | 145 | 29/25 | 10 | 270 | 27 | 243
32600828 | 500 | 175 | 29/25 | 10 | 380 | 38 | 342
3265 - Flasks, Erienmeyer, Conical, Narrow Mouth, with Interchangeable Stopper Amber ASIL
Product Code | Capacity ml | Approx O.D x Height mm | Quantity per case | Each Price | #VALUE! | #VALUE!
32800829 | 25 | 14/15 | 10 | 270 | 27 | 243
32800830 | 50 | 19/20 | 10 | 280 | 28 | 252
32800831 | 100 | 24/25 | 10 | 250 | 25 | 225
32800832 | 250 | 29/25 | 10 | 415 | 41.5 | 373.5
32800833 | 500 | 29/25 | 10 | 690 | 69 | 621
[5 empty] | 0 | 0
3280-Flasks, Conical, With Screw Cap ASIL |  |  |  |  | 0 | 0
Product Code | Capacity ml | Approx O.D x Height mm | Quantity per case | Each Price | #VALUE! | #VALUE!
32800834 | 100 | 64 x 110 | 10 | 215 | 21.5 | 193.5
32800835 | 150 | 72 x 125 | 10 | 250 | 25 | 225
32800836 | 250 | 85 x 145 | 10 | 300 | 30 | 270
32800837 | 500 | 104x180 | 10 | 365 | 36.5 | 328.5
32800838 | 1000 | 131 x225 | 10 | 695 | 69.5 | 625.5
3300-Flask, Conical, Wide Mouth ASIL
Product Code | Capacity ml | Approx O.D x Height mm | Approx Neck O.D. mm | Quantity per case | Each Price | #VALUE! | #VALUE!
33000839 | 100 | 70 x 110 | 34 | 20 | 86 | 8.6 | 77.4
33000840 | 250 | 85 x 142 | 50 | 20 | 126 | 12.6 | 113.4
33000841 | 500 | 105x175 | 50 | 20 | 195 | 19.5 | 175.5
33000842 | 1000 | 130x220 | 56 | 10 | 336 | 33.6 | 302.4
3320-Filter Flask Heavy Wall with Tubulation ASIL
Product Code | Capacity ml | Approx O.D x Height mm | Quantity per case | Each Price | #VALUE! | #VALUE!
33200843 | 50 | 52x86 | 10 | 185 | 18.5 | 166.5
33200844 | 100 | 64 x 108 | 10 | 275 | 27.5 | 247.5
33200845 | 250 | 85 x 155 | 10 | 400 | 40 | 360
33200846 | 500 | 105x184 | 10 | 480 | 48 | 432
33200847 | 1000 | 136x227 | 5 | 745 | 74.5 | 670.5
33200848 | 2000 | 168x270 | 4 | 1470 | 147 | 1323
33200849 | 5000 | 237 x 390 | 1 | 5360 | 536 | 4824
3360-Flasks, Iodine Determination, Interchangeable Stopper, ASIL
Product Code | Capacity ml | Interchangeable Joint | Quantity per case | Each Price | #VALUE! | #VALUE!
33600850 | 100 | 24/29 | 10 | 190 | 19 | 171
33600851 | 250 | 24/29 | 10 | 240 | 24 | 216
33600852 | 500 | 24/29 | 10 | 300 | 30 | 270
[5 empty] | 0 | 0
3362-lodine Flask with interchangeable joint Amber, ASIL |  |  |  |  | 0 | 0
Product Code | Capacity ml | Interchangeable Joint | Quantity per case | Each Price | #VALUE! | #VALUE!
33620853 | 100 | 24/29 | 10 | 420 | 42 | 378
33620854 | 250 | 24/29 | 10 | 510 | 51 | 459
33620855 | 500 | 24/29 | 10 | 620 | 62 | 558
3365 - Conical Flasks, with 3 Baffles, ASIL
Product Code | Capacity ml | Dia | Each Price | #VALUE! | #VALUE!
33650856 | 250 | 85x40 | 300 | 30 | 270
33650857 | 500 | 104x185 | 500 | 50 | 450
33650858 | 1000 | 131x220 | 800 | 80 | 720
33650859 | 2000 | 168x280 | 1200 | 120 | 1080
33650860 | 5000 | 220x367 | 3000 | 300 | 2700
|  |  |  | 0 | 0
3380-Kjeldahl Flasks, Round Bottom, Long Neck, ASIL
Product Code | Capacity ml | Approx O.D x Height mm | Quantity per case | Each Price | #VALUE! | #VALUE!
33800861 | 10 | 30 x 180 | 10 | 85 | 8.5 | 76.5
33800862 | 30 | 40 x 180 | 10 | 100 | 10 | 90
33800863 | 100 | 61 x210 | 10 | 170 | 17 | 153
33800864 | 300 | 80 x 298 | 10 | 275 | 27.5 | 247.5
33800865 | 500 | 100x325 | 10 | 540 | 54 | 486
33800866 | 800 | 113x375 | 5 | 650 | 65 | 585
3400-Kjeldahl Flasks, Round Bottom, Interchangeable Joint, ASIL
Product Code | Capacity ml | Approx O.D x Height mm | Interchangeable Joint | Quantity per case | Each Price | #VALUE! | #VALUE!
34000867 | 300 | 80 x 290 | 24/29 | 10 | 340 | 34 | 306
34000868 | 500 | 100x320 | 24/29 | 10 | 680 | 68 | 612
34000869 | 800 | 113x375 | 24/29 | 5 | 740 | 74 | 666
[6 empty] | 0 | 0
3500-Flasks, Volumetric, With Interchangeable Stopper, Accuracy As Per Class B Of I.S. 915 : 2006, ASIL | [5 empty] | 0 | 0
Product Code | Capacity ml | Tolerance ±ml | Stopper Size | Quantity per case | Each Price | #VALUE! | #VALUE!
35000870 | 5 | 0.05 | 10./15 | 10 | 210 | 21 | 189
35000871 | 10 | 0.05 | 10./15 | 10 | 210 | 21 | 189
35000872 | 20 | 0.08 | 10./15 | 10 | 210 | 21 | 189
35000873 | 25 | 0.08 | 10./15 | 10 | 210 | 21 | 189
35000874 | 50 | 0.12 | 10./15 | 10 | 220 | 22 | 198
35000875 | 100 | 0.2 | 14/15 | 10 | 240 | 24 | 216
35000876 | 200 | 0.3 | 14/15 | 10 | 260 | 26 | 234
35000877 | 250 | 0.3 | 14/15 | 10 | 280 | 28 | 252
35000878 | 500 | 0.5 | 19/20 | 10 | 390 | 39 | 351
35000879 | 1000 | 0.8 | 19/20 | 5 | 580 | 58 | 522
35000880 | 2000 | 1.2 | 24/25 | 4 | 1160 | 116 | 1044
[6 empty] | 0 | 0
3520-Flasks, Volumetric, With Interchangeable Stopper, Accuracy As Per Class A Of I.S. 915 : 2006, With Works Certificate,ASIL | [5 empty] | 0 | 0
Product Code | Capacity ml | Tolerance ±ml | Stopper Size | Quantity per case | Each Price | #VALUE! | #VALUE!
35200881 | 5 | 0.025 | 10./15 | 5 | 440 | 44 | 396
35200882 | 10 | 0.025 | 10./15 | 5 | 450 | 45 | 405
35200883 | 20 | 0.04 | 10./15 | 5 | 450 | 45 | 405
35200884 | 25 | 0.04 | 10./15 | 5 | 460 | 46 | 414
35200885 | 50 | 0.06 | 10./15 | 10 | 530 | 53 | 477
35200886 | 100 | 0.1 | 14/ 15 | 10 | 540 | 54 | 486
35200887 | 200 | 0.15 | 14/ 15 | 10 | 560 | 56 | 504
35200888 | 250 | 0.15 | 14/ 15 | 10 | 650 | 65 | 585
35200889 | 500 | 0.25 | 19/20 | 10 | 790 | 79 | 711
35200890 | 1000 | 0.4 | 19/20 | 5 | 1100 | 110 | 990
35200891 | 2000 | 0.6 | 24/25 | 2 | 1890 | 189 | 1701
[6 empty] | 0 | 0
3540-Flasks, Volumetric, With Interchangeable LDPE Plastic Stopper, Accuracy As Per Class B Of I.S. 915 : 2006, ASIL | [5 empty] | 0 | 0
Product Code | Capacity ml | Tolerance ±ml | Stopper Size | Quantity per case | Each Price | #VALUE! | #VALUE!
35400892 | 5 | 0.05 | 10./15 | 10 | 210 | 21 | 189
35400893 | 10 | 0.05 | 10./15 | 10 | 190 | 19 | 171
35400894 | 20 | 0.08 | 10./15 | 10 | 190 | 19 | 171
35400895 | 25 | 0.08 | 10./15 | 10 | 170 | 17 | 153
35400896 | 50 | 0.12 | 10./15 | 10 | 210 | 21 | 189
35400897 | 100 | 0.2 | 14/15 | 10 | 220 | 22 | 198
35400898 | 200 | 0.3 | 14/15 | 10 | 265 | 26.5 | 238.5
35400899 | 250 | 0.3 | 14/15 | 10 | 275 | 27.5 | 247.5
35400900 | 500 | 0.5 | 19/20 | 10 | 390 | 39 | 351
35400901 | 1000 | 0.8 | 19/20 | 10 | 570 | 57 | 513
35400902 | 2000 | 1.2 | 24/25 | 4 | 1100 | 110 | 990
[6 empty] | 0 | 0
3560-Flasks, Volumetric, With Interchangeable LDPE Plastic Stopper, Accuracy As Per Class A Of I.S. 915 : 2006 With Works Certificate, ASIL | [5 empty] | 0 | 0
Product Code | Capacity ml | Tolerance ±ml | Stopper Size | Quantity per case | Each Price | #VALUE! | #VALUE!
35600903 | 5 | 0.025 | 10./15 | 5 | 410 | 41 | 369
35600904 | 10 | 0.025 | 10./15 | 5 | 415 | 41.5 | 373.5
35600905 | 20 | 0.04 | 10./15 | 5 | 415 | 41.5 | 373.5
35600906 | 25 | 0.04 | 10./15 | 5 | 420 | 42 | 378
35600907 | 50 | 0.06 | 10./15 | 10 | 475 | 47.5 | 427.5
35600908 | 100 | 0.1 | 14/15 | 10 | 495 | 49.5 | 445.5
35600909 | 200 | 0.15 | 14/15 | 10 | 525 | 52.5 | 472.5
35600910 | 250 | 0.15 | 14/ 15 | 10 | 600 | 60 | 540
35600911 | 500 | 0.25 | 19/20 | 10 | 740 | 74 | 666
35600912 | 1000 | 0.4 | 19/20 | 5 | 1160 | 116 | 1044
35600913 | 2000 | 0.6 | 24/25 | 2 | 1790 | 179 | 1611
[6 empty] | 0 | 0
3580-Flasks, Volumetric, With Interchangeable Stopper, Amber, Accuracy As Per Class B ASIL | [5 empty] | 0 | 0
Product Code | Capacity ml | Tolerance ±ml | Stopper Size | Quantity per case | Each Price | #VALUE! | #VALUE!
35800914 | 5 | 0.05 | 10./15 | 5 | 335 | 33.5 | 301.5
35800915 | 10 | 0.05 | 10./15 | 5 | 315 | 31.5 | 283.5
35800916 | 20 | 0.08 | 10./15 | 5 | 315 | 31.5 | 283.5
35800917 | 25 | 0.08 | 10./15 | 10 | 300 | 30 | 270
35800918 | 50 | 0.12 | 10./15 | 10 | 310 | 31 | 279
35800919 | 100 | 0.2 | 14/15 | 10 | 345 | 34.5 | 310.5
35800920 | 200 | 0.3 | 14/15 | 10 | 395 | 39.5 | 355.5
35800921 | 250 | 0.3 | 14/15 | 10 | 405 | 40.5 | 364.5
35800922 | 500 | 0.5 | 19/20 | 10 | 582 | 58.2 | 523.8
35800923 | 1000 | 0.8 | 19/20 | 5 | 920 | 92 | 828
35800924 | 2000 | 1.2 | 24/25 | 2 | 1570 | 157 | 1413
[6 empty] | 0 | 0
3590-Flasks, Volumetric, With Interchangeable Stopper, Amber, Accuracy As Per Class A Of I.S. 915 : 2006, With Works Certificate ASIL | [5 empty] | 0 | 0
Product Code | Capacity ml | Tolerance ±ml | Stopper Size | Quantity per case | Each Price | #VALUE! | #VALUE!
35900925 | 5 | 0.025 | 10./15 | 5 | 860 | 86 | 774
35900926 | 10 | 0.025 | 10./15 | 5 | 750 | 75 | 675
35900927 | 20 | 0.04 | 10./15 | 5 | 750 | 75 | 675
35900928 | 25 | 0.04 | 10./15 | 10 | 690 | 69 | 621
35900929 | 50 | 0.06 | 10./15 | 10 | 665 | 66.5 | 598.5
35900930 | 100 | 0.1 | 14/ 15 | 10 | 650 | 65 | 585
35900931 | 200 | 0.15 | 14/15 | 10 | 900 | 90 | 810
35900932 | 250 | 0.15 | 14/ 15 | 10 | 885 | 88.5 | 796.5
35900933 | 500 | 0.25 | 19/20 | 10 | 1190 | 119 | 1071
35900934 | 1000 | 0.4 | 19/20 | 5 | 1720 | 172 | 1548
35900935 | 2000 | 0.6 | 24/25 | 2 | 2840 | 284 | 2556
3600-Flasks, Volumetric, Sugar Estimation, Without Stopper, To B.S. 675 : 1953, ASIL
Product Code | Capacity ml | Tolerance ±ml | Quantity per case | Each Price | #VALUE! | #VALUE!
36000936 | 100/110 | 47 | 1 | 292 | 29.2 | 262.8
[5 empty] | 0 | 0
3680-Le Chatelier Flask, ASIL |  |  |  |  | 0 | 0
Product Code | Description |  | Quantity per case | Each Price | #VALUE! | #VALUE!
36800937 | For specific gravity test - bulb capacity approx. 250 ml. neck graduated from 0 to 1 ml and 18 to 24 ml in 0.1 ml divisions. |  | 1 | 2200 | 220 | 1980
3700-Funnels, Plain, 60 Angle, Long Stem, ASIL
Product Code | Diameter mm | Quantity per case | Each Price | #VALUE! | #VALUE!
37000938 | 25 | 10 | 68 | 6.8 | 61.2
37000939 | 35 | 10 | 90 | 9 | 81
37000940 | 50 | 10 | 100 | 10 | 90
37000941 | 65 | 10 | 117 | 11.7 | 105.3
37000942 | 75 | 10 | 120 | 12 | 108
37000943 | 100 | 10 | 160 | 16 | 144
|  |  |  | 0 | 0
3720-Funnels, Powder, ASIL |  |  |  | 0 | 0
Product Code | Diameter mm | Quantity per case | Each Price | #VALUE! | #VALUE!
37200944 | 125 | 10 | 340 | 34 | 306
37200945 | 150 | 10 | 365 | 36.5 | 328.5
37200946 | 200 | 4 | 990 | 99 | 891
37200947 | 250 | 4 | 1420 | 142 | 1278
|  |  |  | 0 | 0
3730 - Powder Funnel with Cone, ASIL |  |  |  | 0 | 0
Product Code | Diameter mm | Quantity per case | Each Price | #VALUE! | #VALUE!
37300948 | 125 | 10 | 400 | 40 | 360
37300949 | 150 | 10 | 430 | 43 | 387
37300950 | 200 | 4 | 1100 | 110 | 990
37300951 | 250 | 4 | 1600 | 160 | 1440
3740-Funnels, Separating, Globe Shape, With Soild Stopcock And Interchangeable Stopper, ASIL
Product Code | Capacity ml | Stopper Size | Quantity per case | Each Price | #VALUE! | #VALUE!
37400952 | 125 | 19/20 | 5 | 740 | 74 | 666
37400953 | 250 | 19/20 | 5 | 1000 | 100 | 900
37400954 | 500 | 24/25 | 5 | 1160 | 116 | 1044
37400955 | 1000 | 29/25 | 5 | 1470 | 147 | 1323
37400956 | 2000 | 29/25 | 2 | 2200 | 220 | 1980
37400957 | 5000 | 34/25 | 1 | 6500 | 650 | 5850
[5 empty] | 0 | 0
3800-Funnels, Separating Pear Shape, With soild Stopcock And Interchangeable Stopper, ASIL |  |  |  |  | 0 | 0
Product Code | Capacity ml | Stopper Size | Quantity per case | Each Price | #VALUE! | #VALUE!
38000958 | 60 | 14/15 | 10 | 630 | 63 | 567
38000959 | 125 | 19/20 | 10 | 740 | 74 | 666
38000960 | 250 | 19/20 | 10 | 1000 | 100 | 900
38000961 | 500 | 24/25 | 5 | 1200 | 120 | 1080
38000962 | 1000 | 29/25 | 5 | 1470 | 147 | 1323
38000963 | 2000 | 29/25 | 5 | 2580 | 258 | 2322
[5 empty] | 0 | 0
3820-Funnels, Separating Pear Shape, Fitted With PTFE Key Stopcock Interchangeable Stopper, ASIL |  |  |  |  | 0 | 0
Product Code | Capacity ml | Stopper Size | Quantity per case | Each Price | #VALUE! | #VALUE!
38200964 | 250 | 19/20 | 5 | 1200 | 120 | 1080
38200965 | 500 | 24/25 | 5 | 1400 | 140 | 1260
38200966 | 1000 | 29/25 | 5 | 1750 | 175 | 1575
3840-Funnels, Separating Pear Shape, Fitted With Boroflo Stop-cock With PTFE Key And Glass Stopper, ASIL
Product Code | Capacity ml | Quantity per case | Each Price | #VALUE! | #VALUE!
38400967 | 60 | 10 | 475 | 47.5 | 427.5
38400968 | 125 | 10 | 500 | 50 | 450
38400969 | 250 | 10 | 525 | 52.5 | 472.5
38400970 | 500 | 5 | 740 | 74 | 666
38400971 | 1000 | 5 | 950 | 95 | 855
38400972 | 2000 | 5 | 2200 | 220 | 1980
3980-Pressure Equalising Funnels, Spherical, ASIL
Product Code | Capacity ml | Socket | Cone | Quantity per case | Each Price | #VALUE! | #VALUE!
39800973 | 100 | 19/26 | 19/26 | 2 | 1160 | 116 | 1044
39800974 | 100 | 24/29 | 19/29 | 2 | 1160 | 116 | 1044
39800975 | 100 | 24/29 | 24/29 | 2 | 1160 | 116 | 1044
39800976 | 100 | 29/32 | 29/32 | 2 | 1160 | 116 | 1044
39800977 | 250 | 24/29 | 19/26 | 2 | 1300 | 130 | 1170
39800978 | 250 | 24/29 | 24/29 | 2 | 1300 | 130 | 1170
39800979 | 250 | 29/32 | 29/32 | 2 | 1300 | 130 | 1170
39800980 | 250 | 34/35 | 34/35 | 2 | 1300 | 130 | 1170
39800981 | 500 | 34/35 | 34/35 | 2 | 2150 | 215 | 1935
[6 empty] | 0 | 0
4000-Pressure Equalising Funnels, Cylindrical, ASIL | [5 empty] | 0 | 0
Product Code | Capacity ml | Socket | Cone | Quantity per case | Each Price | #VALUE! | #VALUE!
40000982 | 100 | 24/29 | 19/26 | 1 | 1200 | 120 | 1080
40000983 | 250 | 24/29 | 24/29 | 1 | 1360 | 136 | 1224
40000984 | 500 | 29/32 | 29/32 | 1 | 2100 | 210 | 1890
4020 - Dropping Funnel with Glass Stopcock, ASIL
Product Code | Capacity ml | Neck Joint | Quantity per case | Each Price | #VALUE! | #VALUE!
40200985 | 50 | 14/23 | 5 | 640 | 64 | 576
40200986 | 100 | 19/26 | 5 | 700 | 70 | 630
40200987 | 250 | 24/29 | 5 | 850 | 85 | 765
40200988 | 500 | 24/29 | 5 | 1130 | 113 | 1017
40200989 | 1000 | 29/32 | 5 | 1890 | 189 | 1701
4280-Kettles, Resin Reaction with Lid, ASIL
Product Code | Capacity ml | Body Dia mm | Height mm | Quantity per case | Each Price | #VALUE! | #VALUE!
42800990 | 500 | 95 | 178 | 2 | 7900 | 790 | 7110
42800991 | 1000 | 108 | 178 | 2 | 8950 | 895 | 8055
42800992 | 2000 | 140 | 190 | 2 | 10200 | 1020 | 9180
42800993 | 4000 | 140 | 343 | 2 | 13200 | 1320 | 11880
4340-Pipettes, Artificial Insemination, Cattle, Taper Tip ASIL
Product Code | Length mm | Quantity per case | Each Price | #VALUE! | #VALUE!
43400994 | 450 | 10 | 75 | 7.5 | 67.5
|  |  |  | 0 | 0
4350-Drum Sampling, Pipette ASIL |  |  |  | 0 | 0
Product Code | Length mm | Quantity per case | Each Price | #VALUE! | #VALUE!
43500995 | 1000 | 4 | 320 | 32 | 288
4360-Pipettes, Bacteriological, Graduated, ASIL
Product Code | Capacity ml | Tolerance ± ml | Quantity per case | Each Price | #VALUE! | #VALUE!
43600996 | 1.1 | 0.025 | 10 | 140 | 14 | 126
43600997 | 2.2 | 0.04 | 10 | 160 | 16 | 144
[5 empty] | 0 | 0
4380 - Pipettes, Gerber, Milk ASIL |  |  |  |  | 0 | 0
Product Code | Capacity ml | Tolerance ± ml | Quantity per case | Each Price | #VALUE! | #VALUE!
43800998 | 10.75 | 0.03 | 10 | 140 | 14 | 126
4400-Pipettes, Measuring (Mohr Type), Accuray As Per Class A Of I.S. 4162 : 1985, with Works Certificate ASIL
Product Code | Capacity ml | Graduation Interval ml | Tolerance ± ml | Quantity per case | Each Price | #VALUE! | #VALUE!
44000999 | *0.1 | 0.01 | 0.06 | 10 | 315 | 31.5 | 283.5
44001000 | *0.2 | 0.01 | 0.06 | 10 | 315 | 31.5 | 283.5
44001001 | 1 | 0.01 | 0.06 | 10 | 315 | 31.5 | 283.5
44001002 | *1 | 0.1 | 0.06 | 10 | 315 | 31.5 | 283.5
44001003 | 2 | 0.02 | 0.01 | 10 | 340 | 34 | 306
44001004 | *2 | 0.1 | 0.01 | 10 | 340 | 34 | 306
44001005 | 5 | 0.05 | 0.03 | 10 | 340 | 34 | 306
44001006 | *5 | 0.1 | 0.05 | 10 | 340 | 34 | 306
44001007 | 10 | 0.1 | 0.05 | 10 | 410 | 41 | 369
44001008 | 25 | 0.2 | 0.1 | 10 | 450 | 45 | 405
[6 empty] | 0 | 0
4420-Pipettes, Measuring (Mohr Type), Accuray As Per Class B Of I.S. 4162 : 1985, ASIL | [5 empty] | 0 | 0
Product Code | Capacity ml | Graduation Interval ml | Tolerance ± ml | Quantity per case | Each Price | #VALUE! | #VALUE!
44201009 | *0.1 | 0.01 | 0.01 | 10 | 115 | 11.5 | 103.5
44201010 | *0.2 | 0.01 | 0.01 | 10 | 115 | 11.5 | 103.5
44201011 | 1 | 0.01 | 0.01 | 10 | 105 | 10.5 | 94.5
44201012 | *1 | 0.1 | 0.01 | 10 | 105 | 10.5 | 94.5
44201013 | 2 | 0.02 | 0.02 | 10 | 115 | 11.5 | 103.5
44201014 | *2 | 0.1 | 0.02 | 10 | 115 | 11.5 | 103.5
44201015 | 5 | 0.05 | 0.05 | 10 | 130 | 13 | 117
44201016 | *5 | 0.1 | 0.1 | 10 | 130 | 13 | 117
44201017 | 10 | 0.1 | 0.1 | 10 | 140 | 14 | 126
44201018 | 25 | 0.2 | 0.2 | 10 | 180 | 18 | 162
[6 empty] | 0 | 0
4460-Pipettes, Serological, Class A, With Works Certificate ASIL | [5 empty] | 0 | 0
Product Code | Capacity ml | Graduation Interval ml | Tolerance ± ml | Quantity per case | Each Price | #VALUE! | #VALUE!
44601019 | *0.1 | 0.01 | 0.006 | 10 | 315 | 31.5 | 283.5
44601020 | *0.2 | 0.01 | 0.006 | 10 | 315 | 31.5 | 283.5
44601021 | 1 | 0.01 | 0.006 | 10 | 315 | 31.5 | 283.5
44601022 | 1 | 0.1 | 0.006 | 10 | 315 | 31.5 | 283.5
44601023 | 2 | 0.02 | 0.01 | 10 | 340 | 34 | 306
44601024 | 2 | 0.1 | 0.01 | 10 | 340 | 34 | 306
44601025 | 5 | 0.05 | 0.03 | 10 | 380 | 38 | 342
44601026 | 5 | 0.1 | 0.05 | 10 | 380 | 38 | 342
44601027 | 10 | 0.1 | 0.05 | 10 | 420 | 42 | 378
44601028 | 25 | 0.2 | 0.1 | 10 | 470 | 47 | 423
[6 empty] | 0 | 0
4500-Pipettes, Serological, B Class ASIL | [5 empty] | 0 | 0
Product Code | Capacity ml | Graduation Interval ml | Tolerance ± ml | Quantity per case | Each Price | #VALUE! | #VALUE!
45001029 | *0.1 | 0.01 | 0.01 | 10 | 115 | 11.5 | 103.5
45001030 | *0.2 | 0.01 | 0.01 | 10 | 115 | 11.5 | 103.5
45001031 | 1 | 0.01 | 0.01 | 10 | 105 | 10.5 | 94.5
45001032 | 1 | 0.1 | 0.01 | 10 | 105 | 10.5 | 94.5
45001033 | 2 | 0.02 | 0.02 | 10 | 115 | 11.5 | 103.5
45001034 | 2 | 0.1 | 0.02 | 10 | 115 | 11.5 | 103.5
45001035 | 5 | 0.05 | 0.05 | 10 | 130 | 13 | 117
45001036 | 5 | 0.1 | 0.1 | 10 | 130 | 13 | 117
45001037 | 10 | 0.1 | 0.1 | 10 | 140 | 14 | 126
45001038 | 25 | 0.2 | 0.2 | 10 | 180 | 18 | 162
4540-Pipettes, Transfer, Volumetric, Accuracy As Per Class A Of I.S. 1117 1975, With Works Certificate, ASIL
Product Code | Capacity ml | Tolerance ± ml | Quantity per case | Each Price | #VALUE! | #VALUE!
45401039 | *1 | 0.007 | 10 | 190 | 19 | 171
45401040 | *2 | 0.01 | 10 | 190 | 19 | 171
45401041 | 3 | 0.01 | 10 | 190 | 19 | 171
45401042 | 4 | 0.01 | 10 | 190 | 19 | 171
45401043 | 5 | 0.015 | 10 | 240 | 24 | 216
45401044 | 6 | 0.015 | 10 | 240 | 24 | 216
45401045 | 7 | 0.015 | 10 | 240 | 24 | 216
45401046 | 8 | 0.02 | 10 | 240 | 24 | 216
45401047 | 9 | 0.02 | 10 | 240 | 24 | 216
45401048 | 10 | 0.02 | 10 | 320 | 32 | 288
45401049 | 20 | 0.03 | 10 | 370 | 37 | 333
45401050 | 25 | 0.03 | 10 | 390 | 39 | 351
45401051 | 50 | 0.05 | 10 | 480 | 48 | 432
45401052 | 100 | 0.08 | 10 | 600 | 60 | 540
[5 empty] | 0 | 0
4560-Pipettes, Transfer, Volumetric, Accuracy As Per Class B Of I.S. 1117 1975, ASIL |  |  |  |  | 0 | 0
Product Code | Capacity ml | Tolerance ± ml | Quantity per case | Each Price | #VALUE! | #VALUE!
45601053 | 1 | 0.015 | 10 | 110 | 11 | 99
45601054 | 2 | 0.02 | 10 | 110 | 11 | 99
45601055 | 3 | 0.02 | 10 | 110 | 11 | 99
45601056 | 4 | 0.02 | 10 | 110 | 11 | 99
45601057 | 5 | 0.03 | 10 | 110 | 11 | 99
45601058 | 6 | 0.03 | 10 | 120 | 12 | 108
45601059 | 7 | 0.03 | 10 | 120 | 12 | 108
45601060 | 8 | 0.04 | 10 | 120 | 12 | 108
45601061 | 9 | 0.04 | 10 | 120 | 12 | 108
45601062 | 10 | 0.04 | 10 | 130 | 13 | 117
45601063 | 20 | 0.06 | 10 | 140 | 14 | 126
45601064 | 25 | 0.06 | 10 | 150 | 15 | 135
45601065 | 50 | 0.1 | 10 | 200 | 20 | 180
45601066 | 100 | 0.16 | 10 | 260 | 26 | 234
[5 empty] | 0 | 0
4620-Tilt Measures, with Ground Reservoir ASIL |  |  |  |  | 0 | 0
Product Code | Capacity ml | Reservoir Cap.ml | Quantity per case | Each Price | #VALUE! | #VALUE!
46201067 | 5 | 250 | 2 | 630 | 63 | 567
46201068 | 10 | 250 | 2 | 630 | 63 | 567
46201069 | 20 | 500 | 2 | 740 | 74 | 666
46201070 | 25 | 500 | 2 | 840 | 84 | 756
46201071 | 50 | 1000 | 2 | 950 | 95 | 855
4680-Crucible, Gooch Type, Low From, With Sintered Disc, ASIL
Product Code | Capacity ml | Graduation Interval ml | Tolerance ± ml | Approx Total Height mm | Quantity per case | Each Price | #VALUE! | #VALUE!
46801072 | 15 | 1 | 20 | 44 | 10 | 315 | 31.5 | 283.5
46801073 | 15 | 2 | 20 | 44 | 10 | 315 | 31.5 | 283.5
46801074 | 15 | 3 | 20 | 44 | 10 | 315 | 31.5 | 283.5
46801075 | 15 | 4 | 20 | 44 | 10 | 315 | 31.5 | 283.5
46801076 | 15 | 5 | 20 | 44 | 10 | 400 | 40 | 360
46801077 | 30 | 1 | 30 | 50 | 10 | 420 | 42 | 378
46801078 | 30 | 2 | 30 | 50 | 10 | 420 | 42 | 378
46801079 | 30 | 3 | 30 | 50 | 10 | 420 | 42 | 378
46801080 | 30 | 4 | 30 | 50 | 10 | 420 | 42 | 378
46801081 | 30 | 5 | 30 | 50 | 10 | 520 | 52 | 468
46801082 | 50 | 1 | 40 | 60 | 10 | 500 | 50 | 450
46801083 | 50 | 2 | 40 | 60 | 10 | 500 | 50 | 450
46801084 | 50 | 3 | 40 | 60 | 10 | 500 | 50 | 450
46801085 | 50 | 4 | 40 | 60 | 10 | 500 | 50 | 450
46801086 | 50 | 5 | 40 | 60 | 10 | 600 | 60 | 540
4740-Funnels, Buchner Type With Sintered Disc ASIL
Product Code | Capacity ml | Porosity Grade | Dia of Disc mm | Approx Height mm | Stem Dia mm | Quantity per case | Each Price | #VALUE! | #VALUE!
47401087 | 35 | 1 | 30 | 137 | 8 | 5 | 465 | 46.5 | 418.5
47401088 | 35 | 2 | 30 | 137 | 8 | 5 | 465 | 46.5 | 418.5
47401089 | 35 | 3 | 30 | 137 | 8 | 5 | 465 | 46.5 | 418.5
47401090 | 35 | 4 | 30 | 137 | 8 | 5 | 465 | 46.5 | 418.5
47401091 | 35 | 5 | 30 | 137 | 8 | 5 | 535 | 53.5 | 481.5
47401092 | 80 | 1 | 40 | 149 | 8 | 5 | 840 | 84 | 756
47401093 | 80 | 2 | 40 | 149 | 8 | 5 | 840 | 84 | 756
47401094 | 80 | 3 | 40 | 149 | 8 | 5 | 840 | 84 | 756
47401095 | 80 | 4 | 40 | 149 | 8 | 5 | 840 | 84 | 756
47401096 | 80 | 5 | 40 | 149 | 8 | 5 | 1050 | 105 | 945
47401097 | 200 | 1 | 65 | 205 | 13 | 5 | 1320 | 132 | 1188
47401098 | 200 | 2 | 65 | 205 | 13 | 5 | 1320 | 132 | 1188
47401099 | 200 | 3 | 65 | 205 | 13 | 5 | 1320 | 132 | 1188
47401100 | 200 | 4 | 65 | 205 | 13 | 5 | 1320 | 132 | 1188
47401101 | 200 | 5 | 65 | 205 | 13 | 5 | 1530 | 153 | 1377
47401102 | 500 | 1 | 90 | 255 | 17 | 2 | 3200 | 320 | 2880
47401103 | 500 | 2 | 90 | 255 | 17 | 2 | 3200 | 320 | 2880
47401104 | 500 | 3 | 90 | 255 | 17 | 2 | 3200 | 320 | 2880
47401105 | 500 | 4 | 90 | 255 | 17 | 2 | 3200 | 320 | 2880
47401106 | 500 | 5 | 90 | 255 | 17 | 2 | 4000 | 400 | 3600
47401107 | 1000 | 1 | 120 | 275 | 19 | 2 | 6200 | 620 | 5580
47401108 | 1000 | 2 | 120 | 275 | 19 | 2 | 6200 | 620 | 5580
47401109 | 1000 | 3 | 120 | 275 | 19 | 2 | 6200 | 620 | 5580
47401110 | 1000 | 4 | 120 | 275 | 19 | 2 | 6200 | 620 | 5580
47401111 | 1000 | 5 | 120 | 275 | 19 | 2 | 7600 | 760 | 6840
[8 empty] | 0 | 0
4750 - Buchner Funnels with Cone, ASIL | [7 empty] | 0 | 0
Product Code | Capacity ml | Porosity Grade | Dia of Disc mm | Approx Height mm | Stem Dia mm | Quantity per case | Each Price | #VALUE! | #VALUE!
47501112 | 35 | 1 | 30 | 137 | 8 | 5 | 665 | 66.5 | 598.5
47501113 | 35 | 2 | 30 | 137 | 8 | 5 | 665 | 66.5 | 598.5
47501114 | 35 | 3 | 30 | 137 | 8 | 5 | 665 | 66.5 | 598.5
47501115 | 35 | 4 | 30 | 137 | 8 | 5 | 665 | 66.5 | 598.5
47501116 | 35 | 5 | 30 | 137 | 8 | 5 | 735 | 73.5 | 661.5
47501117 | 80 | 1 | 40 | 149 | 8 | 5 | 1040 | 104 | 936
47501118 | 80 | 2 | 40 | 149 | 8 | 5 | 1040 | 104 | 936
47501119 | 80 | 3 | 40 | 149 | 8 | 5 | 1040 | 104 | 936
47501120 | 80 | 4 | 40 | 149 | 8 | 5 | 1040 | 104 | 936
47501121 | 80 | 5 | 40 | 149 | 8 | 5 | 1250 | 125 | 1125
47501122 | 200 | 1 | 65 | 205 | 13 | 5 | 1520 | 152 | 1368
47501123 | 200 | 2 | 65 | 205 | 13 | 5 | 1520 | 152 | 1368
47501124 | 200 | 3 | 65 | 205 | 13 | 5 | 1520 | 152 | 1368
47501125 | 200 | 4 | 65 | 205 | 13 | 5 | 1520 | 152 | 1368
47501126 | 200 | 5 | 65 | 205 | 13 | 5 | 1730 | 173 | 1557
47501127 | 500 | 1 | 90 | 255 | 17 | 2 | 3500 | 350 | 3150
47501128 | 500 | 2 | 90 | 255 | 17 | 2 | 3500 | 350 | 3150
47501129 | 500 | 3 | 90 | 255 | 17 | 2 | 3500 | 350 | 3150
47501130 | 500 | 4 | 90 | 255 | 17 | 2 | 3500 | 350 | 3150
47501131 | 500 | 5 | 90 | 255 | 17 | 2 | 4300 | 430 | 3870
47501132 | 1000 | 1 | 120 | 275 | 19 | 2 | 6500 | 650 | 5850
47501133 | 1000 | 2 | 120 | 275 | 19 | 2 | 6500 | 650 | 5850
47501134 | 1000 | 3 | 120 | 275 | 19 | 2 | 6500 | 650 | 5850
47501135 | 1000 | 4 | 120 | 275 | 19 | 2 | 6500 | 650 | 5850
47501136 | 1000 | 5 | 120 | 275 | 19 | 2 | 7900 | 790 | 7110
[8 empty] | 0 | 0
4760-Pipeline Filters, ASIL | [7 empty] | 0 | 0
Product Code | Capacity ml | Porosity Grade | Dia of Disc mm | Approx Height mm | Stem Dia mm | Quantity per case | Each Price | #VALUE! | #VALUE!
47601137 | 30 | 1 | 30 | 125 | 9 | 5 | 520 | 52 | 468
47601138 | 30 | 2 | 30 | 125 | 9 | 5 | 520 | 52 | 468
47601139 | 30 | 3 | 30 | 125 | 9 | 5 | 520 | 52 | 468
47601140 | 30 | 4 | 30 | 125 | 9 | 5 | 520 | 52 | 468
47601141 | 30 | 5 | 30 | 125 | 9 | 5 | 640 | 64 | 576
47601142 | 65 | 1 | 65 | 210 | 13 | 5 | 1800 | 180 | 1620
47601143 | 65 | 2 | 65 | 210 | 13 | 5 | 1850 | 185 | 1665
47601144 | 65 | 3 | 65 | 210 | 13 | 5 | 1850 | 185 | 1665
47601145 | 65 | 4 | 65 | 210 | 13 | 5 | 1850 | 185 | 1665
47601146 | 65 | 5 | 65 | 210 | 13 | 5 | 2300 | 230 | 2070
47601147 | 90 | 1 | 90 | 320 | 17 | 5 | 3680 | 368 | 3312
47601148 | 90 | 2 | 90 | 320 | 17 | 5 | 3680 | 368 | 3312
47601149 | 90 | 3 | 90 | 320 | 17 | 5 | 3680 | 368 | 3312
47601150 | 90 | 4 | 90 | 320 | 17 | 5 | 3680 | 368 | 3312
47601151 | 90 | 5 | 90 | 320 | 17 | 5 | 4890 | 489 | 4401
4800-Tubes, Filter, for Gooch Crucibles, ASIL
Product Code | Approx O.D. x Length mm | Quantity per case | Each Price | #VALUE! | #VALUE!
48001152 | 27 x 150 | 5 | 136 | 13.6 | 122.4
48001153 | 36x160 | 5 | 190 | 19 | 171
48001154 | 56 x 170 | 10 | 295 | 29.5 | 265.5
|  |  |  | 0 | 0
5320 - Stopper, Hexagonal Interchangeable Ground Joint, ASIL |  |  |  | 0 | 0
Product Code | Capacity ml | Quantity per case | Each Price | #VALUE! | #VALUE!
53201155 | 14/23 | 20 | 60 | 6 | 54
53201156 | 19/26 | 20 | 65 | 6.5 | 58.5
53201157 | 24/29 | 10 | 70 | 7 | 63
53201158 | 29/32 | 10 | 80 | 8 | 72
53201159 | 34/35 | 10 | 110 | 11 | 99
53201160 | 45/40 | 10 | 190 | 19 | 171
53201161 | 55/44 | 5 | 300 | 30 | 270
|  |  |  | 0 | 0
5400-Stopper,lnterchangeable Ground Joint, Soild Stopper ASIL |  |  |  | 0 | 0
Product Code | Bore of Stopper mm | Quantity per case | Each Price | #VALUE! | #VALUE!
54001162 | 10./19 | 20 | 85 | 8.5 | 76.5
54001163 | 14/23 | 20 | 85 | 8.5 | 76.5
54001164 | 19/26 | 10 | 96 | 9.6 | 86.4
54001165 | 24/29 | 10 | 110 | 11 | 99
54001166 | 29/32 | 10 | 146 | 14.6 | 131.4
54001167 | 34/35 | 10 | 245 | 24.5 | 220.5
54001168 | 45/40 | 10 | 365 | 36.5 | 328.5
54001169 | 55/44 | 5 | 610 | 61 | 549
5500- Centrifuge, Tubes, Conical Bottom Plain ASIL
Product Code | Capacity ml | Approx O.D. x Length mm | Quantity per case | Each Price | #VALUE! | #VALUE!
5501170 | 15 | 17 x 120 | 20 | 47 | 4.7 | 42.3
[5 empty] | 0 | 0
5520- Centrifuge, Tubes, Conical Bottom Graduated, ASIL |  |  |  |  | 0 | 0
Product Code | Capacity ml | Approx O.D. x Length mm | Quantity per case | Each Price | #VALUE! | #VALUE!
55201171 | 15 | 17 x 120 | 20 | 95 | 9.5 | 85.5
55201172 | 50 | 29 x 135 | 20 | 200 | 20 | 180
[5 empty] | 0 | 0
5560-Centrifuge, Tubes, Conical Bottom Graduated, With Stopper, ASIL |  |  |  |  | 0 | 0
Product Code | Capacity ml | Approx O.D. x Length mm | Quantity per case | Each Price | #VALUE! | #VALUE!
55601173 | 15 | 17x139 | 20 | 270 | 27 | 243
55601174 | 50 | 29 x 161 | 10 | 365 | 36.5 | 328.5
5620 - Centrifuge Vessel, ( SPHERICAL), ASIL
Product Code | Capacity ml | Height mm | Each Price | #VALUE! | #VALUE!
56201175 | 100 | 157 | 900 | 90 | 810
5660-Blood Sugar, Tubes, ASIL
Product Code | Capacity ml | Approx O.D. x Length mm | Quantity per case | Each Price | #VALUE! | #VALUE!
56601176 | 25 | 20x215 | 10 | 190 | 19 | 171
The tube is engraved at 12.5 ml and 25 ml
5780 - Mojonnier-type fat-extraction flasks, ASIL
Product Code | Capacity ml | Quantity per case | Each Price | #VALUE! | #VALUE!
57801177 | 50 | 2 | 800 | 80 | 720
|  |  |  | 0 | 0
5820 - Nakazona Reductor, ASIL |  |  |  | 0 | 0
Product Code | Capacity ml | Quantity per case | Each Price | #VALUE! | #VALUE!
58201178 | 500 | 1 | 3000 | 300 | 2700
5860-Reflux Assembly, ASIL
Product Code | Components |  | Quantity per case | Each Price | #VALUE! | #VALUE!
58601179 | R.B. flask 100 ml, Liebig condenser, 300 mm |  | 1 | 850 | 85 | 765
58601180 | R.B. flask 250 ml, Libig condenser, 400 mm |  | 1 | 900 | 90 | 810
58601181 | R.b. flask 500 ml, Libig condenser, 500 mm |  | 1 | 1000 | 100 | 900
[5 empty] | 0 | 0
5900-Reflux Assembly, ASIL |  |  |  |  | 0 | 0
Product Code | Components |  | Quantity per case | Each Price | #VALUE! | #VALUE!
59001182 | R.B. flask 1000 ml, (24/29 neck). Reversible Condenser |  | 1 | 1130 | 113 | 1017
59001183 | R.B. flask 1000 ml, (34/35 neck), Reversible Condenser |  | 1 | 1325 | 132.5 | 1192.5
[5 empty] | 0 | 0
6060-Distillation Assembly, ASIL |  |  |  |  | 0 | 0
Product Code | Components |  | Quantity per case | Each Price | #VALUE! | #VALUE!
60601184 | R.B. flask, 2000 ml, Splash head, Double surface condenser, 200 mm, Receiver adapter |  | 1 | 3500 | 350 | 3150
[5 empty] | 0 | 0
6080-Distillation Assembly, ASIL |  |  |  |  | 0 | 0
Product Code | Components |  | Quantity per case | Each Price | #VALUE! | #VALUE!
60801185 | R.B. flask, 500 ml, Stillhead Liebig condenser, 400 mm, Receiver adapter, Separating funnel, 100 ml. Stopper |  | 1 | 2760 | 276 | 2484
[5 empty] | 0 | 0
6100-Distillation Assembly, ASIL |  |  |  |  | 0 | 0
Product Code | Components |  | Quantity per case | Each Price | #VALUE! | #VALUE!
61001186 | R.B. flask, 1000 ml Recovery bend, Thorpe condenser, 200 mm Receiver Adapter |  | 1 | 3950 | 395 | 3555
[5 empty] | 0 | 0
6120-Distillation Assembly, ASIL |  |  |  |  | 0 | 0
Product Code | Components |  | Quantity per case | Each Price | #VALUE! | #VALUE!
61201187 | R.B. flask, 250 ml. Recovery bend, Liebig Condenser, 200 mm Receiver adapter |  | 1 | 1430 | 143 | 1287
[5 empty] | 0 | 0
6280-Vacuum Distillation Assembly, ASIL |  |  |  |  | 0 | 0
Product Code | Components |  | Quantity per case | Each Price | #VALUE! | #VALUE!
62801188 | R.B. flask, 1000 ml, Recovery bend. Jacketed coil condenser, 150 mm, Receiver adapter, bent with vent, R.B. flask, 250 ml |  | 1 | 4250 | 425 | 3825
[5 empty] | 0 | 0
6300-Kjeldhal Distillation Assembly, ASIL |  |  |  |  | 0 | 0
Product Code | Components |  | Quantity per case | Each Price | #VALUE! | #VALUE!
63001189 | R.B. flask, 1000 ml, Multiple adapter, two necks, Splash head, vertical, Liebig condenser, 400 mm. Receiver adapter, Separating funnel, 100 ml |  | 1 | 3700 | 370 | 3330
[5 empty] | 0 | 0
6320-Kjeldhal Distillation Assembly, ASIL |  |  |  |  | 0 | 0
Product Code | Components |  | Quantity per case | Each Price | #VALUE! | #VALUE!
63201190 | Kjeldahl flask 800 ml, Multiple adapter, two necks, Splash head, vertical, Liebig condenser, 400 mm. Receiver adapter. Separating funnel, 100 ml |  | 1 | 4250 | 425 | 3825
6400-Gas Evolution Assembly, ASIL
Product Code | Components | Quantity per case | Each Price | #VALUE! | #VALUE!
64001191 | Conical flask, 1000 ml. Adapter with T connection, Separating funnel, 500 ml, Stopper | 1 | 3200 | 320 | 2880
|  |  |  | 0 | 0
6440-Gas Evolution Assembly, ASIL |  |  |  | 0 | 0
Product Code | Components | Quantity per case | Each Price | #VALUE! | #VALUE!
64401192 | Conical flask, 500 ml, Separating funnel, 100 ml | 1 | 1800 | 180 | 1620
|  |  |  | 0 | 0
6460-Steam Distillation Assembly, ASIL |  |  |  | 0 | 0
Product Code | Components | Quantity per case | Each Price | #VALUE! | #VALUE!
64601193 | R.B. flask, two necks 500 ml Splash head, Liebig condenser, 200mm, Receiver adapter, Air leak tube | 1 | 2860 | 286 | 2574
|  |  |  | 0 | 0
6480-Steam Distillation Assembly, ASIL |  |  |  | 0 | 0
Product Code | Components | Quantity per case | Each Price | #VALUE! | #VALUE!
64801194 | R.B. flask, 500 ml, Stillhead Air leak tube, Liebig condenser 400 mm, Receiver adapter | 1 | 2750 | 275 | 2475
|  |  |  | 0 | 0
6520-Steam Distillation Assembly, ASIL |  |  |  | 0 | 0
Product Code | Components | Quantity per case | Each Price | #VALUE! | #VALUE!
65201195 | R.B. flask, 1000 ml. Multiple adapter two necks. Air leak tube, bent. Recovery bend, Jacketed coil condenser, 150 mm Receiver adapter | 1 | 3900 | 390 | 3510
|  |  |  | 0 | 0
6620-Recovery Assembly, ASIL |  |  |  | 0 | 0
Product Code | Components | Quantity per case | Each Price | #VALUE! | #VALUE!
66201196 | R.B. flask, 250 ml, Multiple adapter, two necks, Recovery bend, liebig condenser, 400 mm Receiver adapter, Separating funnel, 100 ml | 1 | 3200 | 320 | 2880
|  |  |  | 0 | 0
6860 - Arsenic Determination Apparatus, ASIL |  |  |  | 0 | 0
Product Code | Components | Quantity per case | Each Price | #VALUE! | #VALUE!
68601199 | Comprising of 100ml Conical Flask with ball joint | 1 | 2700 | 270 | 2430
|  |  |  | 0 | 0
6880-Arsenic Determination Apparatus, Gutzeit, ASIL |  |  |  | 0 | 0
Product Code | Components | Quantity per case | Each Price | #VALUE! | #VALUE!
68801197 | Comprising of 100 ml, bottle and inner fitting. The arsenic tube is in two parts with ground flange ends and can be connected together by means of a spring of rubber band. | 1 | 2200 | 220 | 1980
|  |  |  | 0 | 0
6920-Particle Size Determination Apparatus, Sedimentation Pipette ASIL |  |  |  | 0 | 0
Product Code | Components | Quantity per case | Each Price | #VALUE! | #VALUE!
69201198 | Sedimentation pipette, Andreasen Comprising of 550 ml glass cylinder graduated from 0 to 20 cm and an inner fitting with a pipette. The Pipette capacity is 10 ml and it is provided with a 3-way stopcock for drainage into a weighed dish. | 1 | 3800 | 380 | 3420
|  |  |  | 0 | 0
7040-Distilling Apparatus, Dean And Stark, Moisture Test, (As Per I.P. Specifications), ASIL |  |  |  | 0 | 0
Product Code | Cacpity of Receiver ml | Quantity per case | Each Price | #VALUE! | #VALUE!
70401199 | 10 | 2 | 2150 | 215 | 1935
|  |  |  | 0 | 0
7050 - Receiver for Dean and Stark, ASIL |  |  |  | 0 | 0
Product Code | Cacpity of Receiver ml | Quantity per case | Each Price | #VALUE! | #VALUE!
70501200 | 10 | 2 | 1200 | 120 | 1080
|  |  |  | 0 | 0
7060 - Monier WiMiamps Apparatus (Sulfur Dioxide Assembly) ASIL |  |  |  | 0 | 0
Product Code | Cacpity ml | Quantity per case | Each Price | #VALUE! | #VALUE!
70601201 | 1000 | 1 | 7000 | 700 | 6300
|  |  |  | 0 | 0
7080 - Inter Granular Corrosion (IGC) Apparatus, ASIL |  |  |  | 0 | 0
Product Code | Cacpity ml | Quantity per case | Each Price | #VALUE! | #VALUE!
70801202 | IGC- 1000ml | 1 | 3600 | 360 | 3240
| Erienmeyer Flask |  |  | 0 | 0
| with 45/40 joint |  |  | 0 | 0
| Silicon Stopcock |  |  | 0 | 0
| Grease, Allihn |  |  | 0 | 0
| Condenser 4 Bulbs |  |  | 0 | 0
| 45/50 joint. Cooling |  |  | 0 | 0
| Water In/Out Pipes, |  |  | 0 | 0
| Glass Cradle |  |  | 0 | 0
|  |  |  | 0 | 0
7120-Kjeldahl Distillation Assembly, ASIL |  |  |  | 0 | 0
Product Code | Components | Quantity per case | Each Price | #VALUE! | #VALUE!
71201203 | Kjeldhal flask 500 ml. Multiple andapte two necks. Dropping funnel 50 ml. Dropping funnel plug, Splash head, vertical Liebig condenser 200 mm Receiver adapter | 1 | 5000 | 500 | 4500
| Kjeldahl flask 500 ml Multiple adapter, two necks Dropping funnel 50 ml, Dropping funnel plug Splash head. Vertical Liebig condenser 200 mm Joint clip S 19 | 1 | 5000 | 500 | 4500
|  |  |  | 0 | 0
7140-Markham Semi-Micro Distillation Unit, ASIL |  |  |  | 0 | 0
Product Code | Components | Quantity per case | Each Price | #VALUE! | #VALUE!
71401204 | Markham still body. Funnel plug. Liebig condenser 200 mm. Joint clip, S 19 | 1 | 6350 | 635 | 5715
| Markham still body. Funnel plug. Liebig condenser 200 mm, Receiver adapter | 1 | 7100 | 710 | 6390
|  |  |  | 0 | 0
7200-Parnas & Wagner Apparatus (Standard Type) ASIL |  |  |  | 0 | 0
Product Code | Cacpity ml | Quantity per case | Each Price | #VALUE! | #VALUE!
72001205 | Steam generating flask, 1000 ml. Steam trap, Vacuum jacketed flask, Funnel with pinch cock, Condenser body Condenser inner tube (glass) Receiving flask 250 ml, Stand, clamps and burner as suggested B.S.S. | 1 | 15000 | 1500 | 13500
|  |  |  | 0 | 0
7200-A Vaccum Jacketed, flask for Parnas Wagner Apparatus, ASIL |  |  |  | 0 | 0
Product Code | Components | Quantity per case | Each Price | #VALUE! | #VALUE!
72001206 | Flask for rubber tube connection | 1 | 3900 | 390 | 3510
7210 - Volatile Acid Determination Apparatus, ASIL
Product Code | Components |  | Quantity per case | Each Price | #VALUE! | #VALUE!
72101207 | Polenske and Reichertmeissl For the determination of Soluble and insoluble volatile acids in fats and oils. For analysis of butter ane butter fats. Comprising of 300ml flask still head, condenser and receiver flask graduated at 100 and 110ml |  | 1 | 1500 | 150 | 1350
| Comprising of the parts of same as above but complete with stand, clamps and burner |  | 1 | 3700 | 370 | 3330
[5 empty] | 0 | 0
7220-Essential Oil Determination Apparatus, ASIL |  |  |  |  | 0 | 0
Product Code | Components |  | Quantity per case | Each Price | #VALUE! | #VALUE!
72201208 | Cocking and middleton - For the determination of volatile oil in drugs - comprising of 1000 ml flask and vertical tube combined with condenser and measuring tube with stopcock. A return tube for the aqueous part of the distillate connects the bottom of the measuring tube and the vertical tube |  | 1 | 5830 | 583 | 5247
7240-Essential Oil Determination Apparatus, ASIL
Product Code | Components | Quantity per case | Each Price | #VALUE! | #VALUE!
72401209 | Clevenger - For the determination of volatile oil lighter than water Comprising of 1000 ml flask, oil separatory tube and condenser | 1 | 5000 | 500 | 4500
|  |  |  | 0 | 0
7260-Essential Oil Determination Apparatus, ASIL |  |  |  | 0 | 0
Product Code | Components | Quantity per case | Each Price | #VALUE! | #VALUE!
72601210 | Clevernger - For the determination of volatile oil heavier than water Comprising of 1000 ml flask, oil separatory tube and condenser | 1 | 5000 | 500 | 4500
|  |  |  | 0 | 0
7310 - Large Size Extraction Apparatus, ASIL |  |  |  | 0 | 0
Product Code | Components |  | Each Price | #VALUE! | #VALUE!
73101211 | Extractor with integral 75mm flange 600ml, R.B Flask 2000ml, Double Surface Condenser 200mm |  | 10500 | 1050 | 9450
73101212 | Extractor with integral 100mm flange 1000ml, R.B Flask 3000ml, Double Surface Condenser 200mm |  | 17500 | 1750 | 15750
73101213 | Extractor with integral 100mm flange 2000ml, R.B Flask 5000ml, Double Surface Condenser 230mm |  | 28000 | 2800 | 25200
7340-Gas Analysis Apparatus, 3 Test, Orsat ASIL
Product Code | Components |  | Quantity per case | Each Price | #VALUE! | #VALUE!
73401214 | For the analysis of C02, CO and O2 Comprising of levelling bottle, 100 ml gas burette with outer jacket, three absorption pipettes (two filled with glass tubes and one with copper spiral and glass tubes), 3-test manifold, calcium chloride tube and rubber bellow. In woodencase with sliding doors. |  | 1 | 23350 | 2335 | 21015
[5 empty] | 0 | 0
7360-Analysis Apparatus, 4-Test, Orsat, ASIL |  |  |  |  | 0 | 0
Product Code | Components |  | Quantity per case | Each Price | #VALUE! | #VALUE!
73601215 | Similar to 7340 in general design but with four pipettes and a palladium asbestos tube. This is ,for the2 analysis of CO, CO, 0, H and nitrogen (by dHferecnce). Comprising of levelling bottle, 100 ml, gas burette with outer jacket four absorption pipettes (Two filled with glass tubes, one filled with copper spiral and glass tubes and the other plain). Palladium asbestos tube, adjustable spirit lamp, 4-test manifold, calcium chloride tube and rubber bellow, in wooden case with sliding doors. |  | 1 | 26500 | 2650 | 23850
[5 empty] | 0 | 0
7380-Gas Analysis Apparatus, with Bubbling Pipettes ASIL |  |  |  |  | 0 | 0
Product Code | Components |  | Quantity per case | Each Price | #VALUE! | #VALUE!
73801216 | Similar to 7340 in general design but the pipettes are valveless automatic bubbing type and the manifold is provided with 120 stopcocks. Comprising of levellling bottle, 100 ml gas burette with outer jacket, three bubbling type pipettes, manifold and rubber bellow. In wooden case with sliding doors. |  | 1 | 3000 | 300 | 2700
7440-Gas Sampling Tubes, Straight Bore Stopcock, ASIL
Product Code | Cacpity ml | Quantity per case | Each Price | #VALUE! | #VALUE!
74401217 | 125 | 5 | 470 | 47 | 423
74401218 | 250 | 5 | 585 | 58.5 | 526.5
74401219 | 500 | 5 | 830 | 83 | 747
74401220 | 1000 | 5 | 1480 | 148 | 1332
7480-Water Still, ASIL
Product Code | Description |  | Quantity per case | Each Price | #VALUE! | #VALUE!
74801221 | Single Distillation All Glass Water Still constructed in Borosilicate Glass with 2 KW Quartz Tube Heater - Complete with interchangeable parts capable of producing 2 liters of Distilled Water per hour. Supplied with Base stand & Power Cord |  | 1 | 23350 | 2335 | 21015
| Single Distillation All Glass Water Still constructed in Borosilicate Glass with 3.5 KW Quartz Tube Heater -Complete with interchangeable parts capable of producing 4 liters of Distilled Water per hour. Supplied with Base stand & Power Cord |  | 1 | 36000 | 3600 | 32400
7500-Water Still, ASIL
Product Code | Description |  | Quantity per case | Each Price | #VALUE! | #VALUE!
75001222 | Double Distillation All Glass Water Still constructed in Borosilicate Glass with 2 KW + 2 KW Quartz Tube Heater - Complete with interchangeable parts capable of producing 2 liters of Pure Water per hour. Supplied with Base stand& Power Cord. |  | 1 | 38200 | 3820 | 34380
| Double Distillation All Glass Water Still constructed in Borosilicate Glass with 3.5 KW + 3.5 KW Quartz Tube Heater - Complete with interchangeable parts capable of producing 4 liters of Pure Distilled Water per hour. Supplied with Base stand & Power Cord. |  | 1 | 72000 00 | #VALUE! | #VALUE!
7580-Distilling Apparatus, With Graham Condenser, Interchangeable Joint, Interchangeable Stopper, ASIL
Product Code | Capacity ml | Condenser Jacket mm | Interchangeable Joint | Quantity Per case | Each price | #VALUE! | #VALUE!
75801223 | 500 | 200 | 19/26 | 2 | 2650 | 265 | 2385
7600-Distilling Apparatus, Ammonia, With Graham Condenser, Interchangeable Joints, ASIL
Product Code | Capacity ml | Quantity Per case | Each price | #VALUE! | #VALUE!
76001224 | 500 | 2 | 2650 | 265 | 2385
7610-Distilling Apparatus, With Friedrichs Condenser, Interchangeable Joint, Interchangeable Stopper, ASIL
Product Code | Capacity ml | Condenser Jacket mm | Interchangeable Joint | Quantity Per case | Each price | #VALUE! | #VALUE!
76101225 | 2000 | 350 | 24/29 | 2 | 3200 | 320 | 2880
[6 empty] | 0 | 0
7620-Oistilling Apparatus, Compact With Friedrichs Condenser, Interchangeable Joint, ASIL | [5 empty] | 0 | 0
Product Code | Capacity ml | Overall Height mm | Interchangeable Joint | Quantity Per case | Each price | #VALUE! | #VALUE!
76201226 | 1000 | 495 | 34/35 | 2 | 32000 | 3200 | 28800
[6 empty] | 0 | 0
7630 - Test Tubes Graduated with Interchangeable Stopper, ASIL | [5 empty] | 0 | 0
Product Code | Capacity ml | Approx OD x Height mm | Stopper Size | Quantity Per Case | Each Price | #VALUE! | #VALUE!
76301227 | 10 | 17x160 | 2019-10-01 | 10 | 130 | 13 | 117
76301228 | 15 | 15x150 | 14/15 | 10 | 140 | 14 | 126
76301229 | 20 | 19x160 | 14/15 | 10 | 150 | 15 | 135
76301230 | 30 | 25x155 | 19/26 | 10 | 200 | 20 | 180
76301231 | 50 | 25x200 | 19/26 | 10 | 230 | 23 | 207
76301232 | 100 | 34x210 | 24/25 | 10 | 370 | 37 | 333
7640-Test Tubes With Rim, ASIL
Product Code | Approx OD x Height mm | Quantity Per Case | Each Price | #VALUE! | #VALUE!
76401233 | 10x75 | 100 | 7.35 | 0.735 | 6.615
76401234 | 12x75 | 100 | 7.9 | 0.79 | 7.11
76401235 | 12 x 100 | 100 | 11 | 1.1 | 9.9
76401236 | 15x 125 | 100 | 13 | 1.3 | 11.7
76401237 | 15x 150 | 100 | 15 | 1.5 | 13.5
76401238 | 18 x 150 | 100 | 16.5 | 1.65 | 14.85
76401239 | 25 x 100 | 100 | 21.5 | 2.15 | 19.35
76401240 | 25 x 150 | 50 | 25 | 2.5 | 22.5
76401241 | 25 x 200 | 50 | 33 | 3.3 | 29.7
76401242 | 32 x 200 | 50 | 49 | 4.9 | 44.1
76401243 | 38 x 200 | 50 | 60 | 6 | 54
|  |  |  | 0 | 0
7660-Test Tubes, Without Rim, ASIL |  |  |  | 0 | 0
Product Code | Approx OD x Height mm | Quantity Per Case | Each Price | #VALUE! | #VALUE!
76601244 | 10x75 | 100 | 7.35 | 0.735 | 6.615
76601245 | 12x75 | 100 | 7.9 | 0.79 | 7.11
76601246 | 12 x 100 | 100 | 11 | 1.1 | 9.9
76601247 | 15x 125 | 100 | 13 | 1.3 | 11.7
76601248 | 15 x 150 | 100 | 15 | 1.5 | 13.5
76601249 | 16 x 100 | 100 | 14 | 1.4 | 12.6
76601250 | 18 x 150 | 100 | 16.5 | 1.65 | 14.85
76601251 | 25 x 100 | 100 | 21 | 2.1 | 18.9
76601252 | 25 x 150 | 100 | 25 | 2.5 | 22.5
76601253 | 25 x 200 | 50 | 33 | 3.3 | 29.7
76601254 | 32 x 200 | 50 | 49 | 4.9 | 44.1
76601255 | 38 x 200 | 50 | 60 | 6 | 54
7662-Test Tubes, AMBER, Stoppered, ASIL
Product Code | Cap.ml | Ht x Dia mm | Joint | Each Price | #VALUE! | #VALUE!
76621256 | 10 | 150x14 | 10/15- | 220 | 22 | 198
76621257 | 15 | 150x16 | 14/15 | 230 | 23 | 207
76621258 | 20 | 150x18 | 14/15 | 310 | 31 | 279
76621259 | 30 | 150x24 | 19/20 | 400 | 40 | 360
76621260 | 40 | 150x28 | 24/25 | 520 | 52 | 468
76621261 | 50 | 175x28 | 24/25 | 580 | 58 | 522
7665 - Test Tube with Interchangeble Stopper, ASIL
Product Code | Capacity ml | Approx OD x Height mm | Stopper Size | Quantity Per Case | Each Price | #VALUE! | #VALUE!
76651262 | 10 | 17x169 | 2015-10-01 | 10 | 125 | 12.5 | 112.5
76651263 | 15 | 15x150 | 14/15 | 10 | 130 | 13 | 117
76651264 | 20 | 19x160 | 14/15 | 10 | 140 | 14 | 126
76651265 | 30 | 25x155 | 19/26 | 10 | 190 | 19 | 171
76651266 | 50 | 25x200 | 19/26 | 10 | 220 | 22 | 198
76651267 | 100 | 34x210 | 24/25 | 10 | 350 | 35 | 315
7666- Test Tubes with Screw Cap Clear, ASIL
Product Code | Capacity ml | Approx OD x Height mm | Quantity Per Case | Each Price | #VALUE! | #VALUE!
76661268 | 10 | 17x160 | 10 | 90 | 9 | 81
76661269 | 15 | 15x150 | 10 | 90 | 9 | 81
76661270 | 20 | 19x160 | 10 | 100 | 10 | 90
76661271 | 30 | 25x155 | 10 | 140 | 14 | 126
76661272 | 50 | 25x200 | 10 | 150 | 15 | 135
76661273 | 100 | 34x210 | 10 | 280 | 28 | 252
[5 empty] | 0 | 0
7670 - Test Tube with Screw Cap Amber ASIL |  |  |  |  | 0 | 0
Product Code | Capacity ml | Approx OD x Height mm | Quantity Per Case | Each Price | #VALUE! | #VALUE!
76701274 | 10 | 17x160 | 10 | 220 | 22 | 198
76701275 | 15 | 15x150 | 10 | 230 | 23 | 207
76701276 | 20 | 19x160 | 10 | 310 | 31 | 279
76701277 | 30 | 25x155 | 10 | 400 | 40 | 360
76701278 | 50 | 25x200 | 10 | 520 | 52 | 468
76701279 | 100 | 34x210 | 10 | 580 | 58 | 522
7675 - Test Tubes Graduated with Interchangeable Stopper Amber, ASIL
Product Code | Capacity ml | Approx OD x Height mm | Stopper Size | Quantity Per Case | Each Price | #VALUE! | #VALUE!
76751280 | 10 | 17x160 | 2019-10-01 | 10 | 250 | 25 | 225
76751281 | 15 | 15x150 | 14/15 | 10 | 260 | 26 | 234
76751282 | 20 | 19x160 | 14/15 | 10 | 350 | 35 | 315
76751283 | 30 | 25x155 | 19/26 | 10 | 430 | 43 | 387
76751284 | 50 | 25x200 | 19/26 | 10 | 570 | 57 | 513
76751285 | 100 | 34x210 | 24/25 | 10 | 620 | 62 | 558
7680-Tubes, Culture, Media, Round Bottom, With Screw Cap And Rubber Liner, ASIL
Product Code | Capacity ml | Approx OD x Height mm | Quantity Per Case | Each Price | #VALUE! | #VALUE!
76801286 | 5 | 16 x75 | 50 | 42 | 4.2 | 37.8
76801287 | 10 | 16x 125 | 50 | 50 | 5 | 45
76801288 | 30 | 25 x 100 | 50 | 65 | 6.5 | 58.5
76801289 | 60 | 25 x 200 | 50 | 65 | 6.5 | 58.5
76801290 | 150 | 38 x 200 | 50 | 280 | 28 | 252
[5 empty] | 0 | 0
7685-Tubes, Culture, Amber, Media, Round Bottom, with Screw Cap and Rubber Liner ASIL |  |  |  |  | 0 | 0
Product Code | Capacity ml | Approx OD x Height mm | Quantity Per Case | Each Price | #VALUE! | #VALUE!
76851291 | 5 | 16x75 | 100 | 85 | 8.5 | 76.5
76851292 | 10 | 16x125 | 100 | 115 | 11.5 | 103.5
76851293 | 30 | 25x100 | 100 | 130 | 13 | 117
76851294 | 60 | 25 x 200 | 50 | 165 | 16.5 | 148.5
76851295 | 150 | 38 x 200 | 50 | 750 | 75 | 675
7690 - Stirrer, ASIL
Product Code | Approx OD x Height mm | Quantity Per Case | Each Price | #VALUE! | #VALUE!
76901296 | 8x200 | 20 | 38 | 3.8 | 34.2
76851297 | 8x305 | 20 | 48 | 4.8 | 43.2
76851298 | 10x300 | 20 | 60 | 6 | 54
76851299 | 10x450 | 20 | 80 | 8 | 72
76851300 | 12x300 | 20 | 100 | 10 | 90
76851301 | 12x450 | 20 | 130 | 13 | 117
7700-Tubes, Culture, Media, Flat Bottom, With Screw Cap And Rubber Liner, ASIL
Product Code | Capacity ml | Approx OD x Height mm | Quantity Per Case | Each Price | #VALUE! | #VALUE!
77001302 | 5 | 16x50 | 50 | 42 | 4.2 | 37.8
77001303 | 15 | 25x57 | 50 | 50 | 5 | 45
77001304 | 30 | 25x95 | 50 | 65 | 6.5 | 58.5
77001305 | 50 | 25x145 | 50 | 70 | 7 | 63
[5 empty] | 0 | 0
7705-Tubes, Culture, Amber, Media, Flat Bottom, with Screw Cap And Rubber Liner ASIL |  |  |  |  | 0 | 0
Product Code | Capacity ml | Approx OD x Height mm | Quantity Per Case | Each Price | #VALUE! | #VALUE!
77051306 | 5 | 16x50 | 100 | 85 | 8.5 | 76.5
77051307 | 10 | 25x50 | 100 | 120 | 12 | 108
77051308 | 15 | 25x57 | 100 | 110 | 11 | 99
77051309 | 20 | 25x72 | 100 | 130 | 13 | 117
77051310 | 30 | 25x95 | 100 | 145 | 14.5 | 130.5
7710- Filter Pump ASIL
Product Code | Description | Quantity Per Case | Each Price | #VALUE! | #VALUE!
77101311 | University Collage Pattern | 10 | 380 | 38 | 342
|  |  |  | 0 | 0
7720-lmpinger Inner fitting with Drawn out Tip,tubes ASIL |  |  |  | 0 | 0
Product Code | Capacity ml | Quantity Per Case | Each Price | #VALUE! | #VALUE!
77201312 | 35 | 10 | 320 | 32 | 288
77201313 | 50 | 10 | 450 | 45 | 405
77201314 | 100 | 10 | 600 | 60 | 540
|  |  |  | 0 | 0
7740 - Impinger Inner fitting with Drawn out tip, tubes Amber, ASIL |  |  |  | 0 | 0
Product Code | Capacity ml | Quantity Per Case | Each Price | #VALUE! | #VALUE!
77401315 | 35 | 10 | 600 | 60 | 540
77401316 | 55 | 10 | 900 | 90 | 810
77401317 | 100 | 10 | 1100 | 110 | 990
7750 - Viscometer College Pattern, Oswald, ASIL
Product Code | Size | Nominal Constant | Viscosity Range (CS) | Quantity Per Case | Each Price | #VALUE! | #VALUE!
77501318 | O | 0.001 | 0.3-3 | 10 | 1700 | 170 | 1530
7760-AII Glass Filter Holder-47mm, ASIL
Product Code | Capacity ml | Filtration Base Size mm | Quantity Per Case | Each Price | #VALUE! | #VALUE!
77601319 | 500 | 47 | 1 | 7420 | 742 | 6678
77601320 | 1000 | 47 | 1 | 8500 | 850 | 7650
[5 empty] | 0 | 0
7770-Glass Filter Holder With Silicon Stopper-47mm ASIL |  |  |  |  | 0 | 0
Product Code | Capacity ml | Filtration Base Size mm | Quantity Per Case | Each Price | #VALUE! | #VALUE!
77701321 | 1000 | 47 | 1 | 8500 | 850 | 7650
7780-Watch Glasses, ASIL
Product Code | Capacity ml | Quantity Per Case | Each Price | #VALUE! | #VALUE!
77801322 | 80 | 10 | 67 | 6.7 | 60.3
77801323 | 100 | 10 | 78 | 7.8 | 70.2
77801324 | 120 | 10 | 90 | 9 | 81
77801325 | 150 | 10 | 116 | 11.6 | 104.4
|  |  |  | 0 | 0
7790 - Gas Generator, Kipps, ASIL |  |  |  | 0 | 0
Product Code | Extractor Length mm | Qty Per Case | Each Price | #VALUE! | #VALUE!
77901326 | 500 | 1 | 6500 | 650 | 5850
77901327 | 1000 | 1 | 8500 | 850 | 7650

## preparing
550- Reduction Adapters, ASIL
Product Code | Socket | Cone | Quantity Per Case | Each Price | 10% | NEW PRICE
55000001 | 14/23 | 19/26 | 5 | 245 | 24.5 | 220.5
55000002 | 14/23 | 24/29 | 5 | 275 | 27.5 | 247.5
55000003 | 14/23 | 29/32 | 5 | 330 | 33 | 297
55000004 | 19/26 | 24/29 | 5 | 300 | 30 | 270
55000005 | 19/26 | 29/32 | 5 | 350 | 35 | 315
55000006 | 19/26 | 34/35 | 5 | 420 | 42 | 378
55000007 | 19/26 | 45/40 | 5 | 450 | 45 | 405
55000008 | 19/26 | 55/44 | 5 | 510 | 51 | 459
55000009 | 24/29 | 29/32 | 5 | 375 | 37.5 | 337.5
55000010 | 24/29 | 34/35 | 5 | 465 | 46.5 | 418.5
55000011 | 24/29 | 45/40 | 5 | 465 | 46.5 | 418.5
55000012 | 24/29 | 55/44 | 5 | 510 | 51 | 459
55000013 | 29/32 | 34/35 | 5 | 450 | 45 | 405
55000014 | 29/32 | 45/40 | 5 | 475 | 47.5 | 427.5
55000015 | 29/32 | 55/44 | 5 | 775 | 77.5 | 697.5
55000016 | 34/35 | 45/40 | 5 | 520 | 52 | 468
55000017 | 34/35 | 55/44 | 5 | 710 | 71 | 639
55000018 | 45/40 | 55/44 | 4 | 775 | 77.5 | 697.5
560- Expansion Adapters, ASIL
Product Code | Socket | Cone | Quantity Per Case | Each Price
55000019 | 19/26 | 14/23 | 5 | 245 | 24.5 | 220.5
55000020 | 24/29 | 19/26 | 5 | 275 | 27.5 | 247.5
55000021 | 24/29 | 14/23 | 5 | 285 | 28.5 | 256.5
55000023 | 29/32 | 24/29 | 5 | 375 | 37.5 | 337.5
55000024 | 29/32 | 19/26 | 5 | 375 | 37.5 | 337.5
55000025 | 29/32 | 14/23 | 5 | 358 | 35.8 | 322.2
55000026 | 34/35 | 29/32 | 5 | 475 | 47.5 | 427.5
55000027 | 34/35 | 24/29 | 5 | 475 | 47.5 | 427.5
55000028 | 24/35 | 19/26 | 5 | 475 | 47.5 | 427.5
55000029 | 34/35 | 14/23 | 5 | 450 | 45 | 405
55000030 | 45/40 | 34/35 | 5 | 670 | 67 | 603
55000031 | 45/40 | 29/32 | 5 | 670 | 67 | 603
55000032 | 45/40 | 24/29 | 5 | 670 | 67 | 603
55000033 | 55/44 | 45/40 | 5 | 890 | 89 | 801
55000034 | 55/44 | 34/35 | 5 | 890 | 89 | 801
580-Multiple Adapters, Two Necks Parallel, ASIL
Product Code | Socket | Cone | Quantity Per Case | Each Price | #VALUE! | #VALUE!
58000035 | 14/23 | 14/23 | 4 | 260 | 26 | 234
58000036 | 19/26 | 19/26 | 4 | 285 | 28.5 | 256.5
58000037 | 19/26 | 24/29 | 4 | 320 | 32 | 288
58000038 | 19/26 | 34/35 | 4 | 405 | 40.5 | 364.5
58000039 | 24/29 | 24/29 | 4 | 345 | 34.5 | 310.5
58000040 | 29/32 | 29/32 | 4 | 458 | 45.8 | 412.2
600-Multiple Adapters, Two Necks, One Vertical and One at Angle, ASIL
Product Code | Socket | Cone | Quantity Per Case | Each Price | #VALUE! | #VALUE!
60000041 | 19/26 | 19/26 | 2 | 287 | 28.7 | 258.3
60000042 | 19/26 | 24/29 | 2 | 308 | 30.8 | 277.2
620-Multiple Adapters, Three Necks, Two Parallel and One at Angle, ASIL
Product Code | Parallel Neck Socket | Angle Neck Socket | Cone | Quantity per Case | Each Price
62000043 | 14/23 | 14/23 | 19/26 | 2 | 415 | 41.5 | 373.5
62000044 | 19/26 | 14/23 | 24/29 | 2 | 420 | 42 | 378
62000045 | 19/26 | 19/26 | 24/29 | 2 | 420 | 42 | 378
62000046 | 19/26 | 19/26 | 29/32 | 2 | 485 | 48.5 | 436.5
62000047 | 19/26 | 19/26 | 34/35 | 2 | 556 | 55.6 | 500.4
62000048 | 19/26 | 19/26 | 55/44 | 2 | 720 | 72 | 648
630-Swan Neck Adapters, For Use with Airleak Tube, ASIL
Product Code | Socket | Cone | Quantity Per Case | Each Price
63000049 | 14/23 | 14/23 | 4 | 265 | 26.5 | 238.5
63000050 | 19/26 | 19/26 | 4 | 275 | 27.5 | 247.5
63000051 | 19/26 | 24/29 | 4 | 307 | 30.7 | 276.3
63000052 | 24/29 | 24/29 | 4 | 342 | 34.2 | 307.8
[5 empty] | 0 | 0
640- Adapter with 'T' Connection, ASIL |  |  |  |  | 0 | 0
Product Code | Socket | Cone | Quantity Per Case | Each Price | #VALUE! | #VALUE!
64000053 | 14/23 | 14/23 | 2 | 265 | 26.5 | 238.5
64000054 | 14/23 | 19/26 | 2 | 310 | 31 | 279
64000055 | 14/23 | 24/29 | 2 | 340 | 34 | 306
64000056 | 19/26 | 19/26 | 2 | 350 | 35 | 315
64000057 | 19/26 | 24/29 | 2 | 350 | 35 | 315
64000058 | 19/26 | 34/35 | 2 | 400 | 40 | 360
660-Cone Adapters, Straight Connection Plain, ASIL
Product Code | Cone | Quantity Per Case | Each Price | #VALUE! | #VALUE!
66000059 | 10./19 | 4 | 115 | 11.5 | 103.5
66000060 | 14/23 | 4 | 135 | 13.5 | 121.5
66000061 | 19/26 | 4 | 160 | 16 | 144
66000062 | 24/29 | 4 | 175 | 17.5 | 157.5
66000063 | 29/32 | 4 | 200 | 20 | 180
66000064 | 34/35 | 4 | 275 | 27.5 | 247.5
680-Cone Adapters, Straight Connection with Stopcock, ASIL
Product Code | Cone | Quantity Per Case | Each Price | #VALUE! | #VALUE!
68000065 | 14/23 | 4 | 385 | 38.5 | 346.5
68000066 | 19/26 | 4 | 400 | 40 | 360
68000067 | 24/29 | 4 | 455 | 45.5 | 409.5
68000068 | 29/32 | 4 | 465 | 46.5 | 418.5
700-Cone Adapters, Right Angle Connection, Plain, ASIL
Product Code | Cone | Quantity Per Case | Each Price | #VALUE! | #VALUE!
70000069 | 10./19 | 4 | 115 | 11.5 | 103.5
70000070 | 14/23 | 4 | 135 | 13.5 | 121.5
70000071 | 19/26 | 4 | 160 | 16 | 144
70000072 | 24/29 | 4 | 175 | 17.5 | 157.5
70000073 | 29/32 | 4 | 200 | 20 | 180
70000074 | 34/35 | 4 | 275 | 27.5 | 247.5
720-Cone Adapters, Right Angle Connection with Stopcock, ASIL
Product Code | Cone | Quantity Per Case | Each Price | #VALUE! | #VALUE!
72000075 | 19/26 | 4 | 395 | 39.5 | 355.5
72000076 | 24/29 | 4 | 455 | 45.5 | 409.5
72000077 | 29/32 | 4 | 465 | 46.5 | 418.5
72000078 | 34/35 | 4 | 600 | 60 | 540
740-Socket Adapters, Straight Connection with Stopcock, ASIL
Product Code | Cone | Quantity Per Case | Each Price | #VALUE! | #VALUE!
74000079 | 14/23 | 4 | 310 | 31 | 279
74000080 | 19/26 | 4 | 400 | 40 | 360
74000081 | 24/29 | 4 | 455 | 45.5 | 409.5
74000082 | 29/32 | 4 | 465 | 46.5 | 418.5
760-Receiver Adapters, Plain Bend, Short, ASIL
Product Code | Cone | Quantity Per Case | Each Price | #VALUE! | #VALUE!
76000083 | 10./19 | 5 | 150 | 15 | 135
76000084 | 14/23 | 5 | 155 | 15.5 | 139.5
76000085 | 19/26 | 5 | 185 | 18.5 | 166.5
76000086 | 24/29 | 5 | 220 | 22 | 198
76000087 | 29/32 | 5 | 270 | 27 | 243
780-Receiver Adapters, Plain Bend, Long, ASIL
Product Code | Cone | Quantity Per Case | Each Price | #VALUE! | #VALUE!
78000088 | 10./19 | 5 | 175 | 17.5 | 157.5
78000089 | 14/23 | 5 | 245 | 24.5 | 220.5
78000090 | 19/26 | 5 | 245 | 24.5 | 220.5
78000091 | 24/29 | 5 | 285 | 28.5 | 256.5
78000092 | 29/32 | 5 | 340 | 34 | 306
78000093 | 34/35 | 5 | 345 | 34.5 | 310.5
800-Receiver Adapters, Straight Delivery, ASIL
Product Code | Cone | Quantity Per Case | Each Price | #VALUE! | #VALUE!
80000094 | 14/23 | 5 | 155 | 15.5 | 139.5
80000095 | 19/26 | 5 | 185 | 18.5 | 166.5
80000096 | 24/29 | 5 | 215 | 21.5 | 193.5
80000097 | 29/32 | 5 | 260 | 26 | 234
80000098 | 34/35 | 5 | 275 | 27.5 | 247.5
80000099 | 45/40 | 5 | 360 | 36 | 324
820-Receiver Adapters, Plain Bend, Socket to Cone, ASIL
Product Code | Socket | Cone | Quantity Per Case | Each Price | #VALUE! | #VALUE!
82000100 | 14/23 | 14/23 | 5 | 240 | 24 | 216
82000101 | 19/26 | 19/26 | 5 | 257 | 25.7 | 231.3
82000102 | 19/26 | 19/26 | 5 | 275 | 27.5 | 247.5
82000103 | 24/29 | 24/29 | 5 | 335 | 33.5 | 301.5
82000104 | 29/32 | 29/32 | 5 | 487 | 48.7 | 438.3
82000105 | 34/35 | 34/35 | 5 | 720 | 72 | 648
840-Receiver Adapters, Bent with vent, ASIL
Product Code | Socket | Cone | Quantity Per Case | Each Price | #VALUE! | #VALUE!
84000106 | 10./19 | 10./13 | 4 | 215 | 21.5 | 193.5
84000107 | 14/23 | 14/23 | 4 | 225 | 22.5 | 202.5
84000108 | 19/26 | 19/26 | 4 | 255 | 25.5 | 229.5
84000109 | 19/26 | 24/29 | 4 | 305 | 30.5 | 274.5
84000110 | 24/29 | 24/29 | 4 | 335 | 33.5 | 301.5
84000111 | 29/32 | 29/32 | 4 | 485 | 48.5 | 436.5
860-Receiver Adapters, Bent with Vacuum Connection, ASIL
Product Code | Socket | Cone | Quantity Per Case | Each Price | #VALUE! | #VALUE!
86000112 | 10./19 | 10./13 | 4 | 265 | 26.5 | 238.5
86000113 | 14/23 | 14/23 | 4 | 385 | 38.5 | 346.5
86000114 | 19/26 | 19/26 | 4 | 420 | 42 | 378
86000115 | 19/26 | 24/29 | 4 | 445 | 44.5 | 400.5
86000116 | 24/29 | 24/29 | 4 | 485 | 48.5 | 436.5
86000117 | 29/32 | 29/32 | 4 | 585 | 58.5 | 526.5
880-Receiver Adapters, Vertical with Vacuum Connection, ASIL
Product Code | Socket | Cone | Quantity Per Case | Each Price | #VALUE! | #VALUE!
88000118 | 19/26 | 24/29 | 2 | 305 | 30.5 | 274.5
88000119 | 24/29 | 24/29 | 2 | 330 | 33 | 297
900-Receiver Adapters, Bent with Socket Connection, ASIL
Product Code | Socket | Cone | Quantity Per Case | Each Price | #VALUE! | #VALUE!
90000120 | 14/23 | 14/23 | 2 | 317 | 31.7 | 285.3
90000121 | 19/26 | 19/26 | 2 | 405 | 40.5 | 364.5
90000122 | 19/26 | 24/29 | 2 | 435 | 43.5 | 391.5
90000123 | 24/29 | 24/29 | 2 | 465 | 46.5 | 418.5
[5 empty] | 0 | 0
980-Recovery Bend, Sloping, ASIL |  |  |  |  | 0 | 0
Product Code | Flask Cone | Cond.Cone | Quantity Per Case | Each Price | #VALUE! | #VALUE!
98000124 | 14/23 | 14/23 | 4 | 187 | 18.7 | 168.3
98000125 | 19/26 | 19/26 | 4 | 256 | 25.6 | 230.4
98000126 | 24/29 | 14/23 | 4 | 256 | 25.6 | 230.4
98000127 | 24/29 | 19/26 | 4 | 265 | 26.5 | 238.5
98000128 | 24/29 | 24/29 | 4 | 265 | 26.5 | 238.5
98000129 | 29/32 | 29/32 | 4 | 345 | 34.5 | 310.5
98000130 | 29/32 | 29/32 | 4 | 385 | 38.5 | 346.5
98000131 | 34/35 | 34/35 | 4 | 495 | 49.5 | 445.5
98000132 | 34/35 | 34/35 | 4 | 415 | 41.5 | 373.5
98000133 | 34/35 | 34/35 | 4 | 467 | 46.7 | 420.3
1000-Recovery Bend, Vertical, ASIL
Product Code | Flask Cone | Cond.Cone | Quantity Per Case | Each Price | #VALUE! | #VALUE!
10000134 | 14/23 | 14/23 | 2 | 270 | 27 | 243
10000135 | 19/26 | 19/26 | 2 | 337 | 33.7 | 303.3
10000136 | 24/29 | 19/26 | 2 | 420 | 42 | 378
10000137 | 24/29 | 24/29 | 2 | 425 | 42.5 | 382.5
10000138 | 34/35 | 34/35 | 2 | 1600 | 160 | 1440
1020-Plain Stillheads, Sloping, ASIL
Product Code | Flask Cone | Cond.Cone | Socket | Quantity Per Case | Each Price | #VALUE! | #VALUE!
10200139 | 10./13 | 10./13 | 10./19 | 2 | 285 | 28.5 | 256.5
10200140 | 14/23 | 14/23 | 14/23 | 2 | 360 | 36 | 324
10200141 | 19/26 | 19/26 | 14/23 | 2 | 410 | 41 | 369
10200142 | 19/26 | 19/26 | 19/26 | 2 | 440 | 44 | 396
10200143 | 24/29 | 19/26 | 14/23 | 2 | 470 | 47 | 423
10200144 | 24/29 | 24/29 | 14/23 | 2 | 510 | 51 | 459
10200145 | 29/32 | 19/26 | 14/23 | 2 | 510 | 51 | 459
10200146 | 29/32 | 29/32 | 14/23 | 2 | 745 | 74.5 | 670.5
10200147 | 34/35 | 19/26 | 14/23 | 2 | 600 | 60 | 540
10200148 | 34/35 | 24/29 | 14/23 | 2 | 695 | 69.5 | 625.5
10200149 | 34/35 | 34/35 | 14/23 | 2 | 2000 | 200 | 1800
1040-Claisen Heads, Sloping, ASIL
Product Code | Flask Cone | Cond.Cone | Socket | Quantity Per Case | Each Price | #VALUE! | #VALUE!
10400150 | 14/23 | 14/23 | 14/23 | 2 | 455 | 45.5 | 409.5
10400151 | 19/26 | 19/26 | 14/23 | 2 | 500 | 50 | 450
10400152 | 24/29 | 19/26 | 14/23 | 2 | 535 | 53.5 | 481.5
10400153 | 24/29 | 24/29 | 14/23 | 2 | 575 | 57.5 | 517.5
10400154 | 29/32 | 29/32 | 14/23 | 2 | 627 | 62.7 | 564.3
10400155 | 34/35 | 19/26 | 14/23 | 2 | 665 | 66.5 | 598.5
1060-Splash Head Adapters, ASIL
Product Code | Socket | Cone | Quantity Per Case | Each Price
10600156 | 19/26 | 24/29 | 2 | 455 | 45.5 | 409.5
10600157 | 24/29 | 24/29 | 2 | 515 | 51.5 | 463.5
1080-Splash Heads Sloping ASIL
Product Code | Flask Cone | Cond.Cone | Quantity Per Case | Each Price | #VALUE! | #VALUE!
10800158 | 19/26 | 19/26 | 2 | 485 | 48.5 | 436.5
10800159 | 24/29 | 19/26 | 2 | 515 | 51.5 | 463.5
10800160 | 24/29 | 24/29 | 2 | 555 | 55.5 | 499.5
10800161 | 29/32 | 19/26 | 2 | 510 | 51 | 459
10800162 | 29/32 | 29/32 | 2 | 575 | 57.5 | 517.5
10800163 | 34/35 | 19/26 | 2 | 590 | 59 | 531
10800164 | 34/35 | 24/29 | 2 | 605 | 60.5 | 544.5
10800165 | 34/35 | 34/35 | 2 | 900 | 90 | 810
1100-Splash Heads, Vertical, ASIL
Product Code | Flask Cone | Cond.Cone | Quantity Per Case | Each Price | #VALUE! | #VALUE!
11000166 | 19/26 | 19/26 | 2 | 515 | 51.5 | 463.5
11000167 | 24/29 | 19/26 | 2 | 537 | 53.7 | 483.3
11000168 | 24/29 | 24/29 | 2 | 668 | 66.8 | 601.2
1120-Steam Distillation Heads, Sloping, ASIL
Product Code | Flask Cone | Cond.Cone | Quantity Per Case | Each Price | #VALUE! | #VALUE!
11200169 | 24/29 | 19/26 | 2 | 715 | 71.5 | 643.5
11200170 | 34/35 | 19/26 | 2 | 885 | 88.5 | 796.5
1160-Thermometers with Adjustable PTFE Cone, ASIL
Product Code | Cone | Range | Quantity Per Case | Each Price | #VALUE! | #VALUE!
11600171 | 0.52632 | 10 to ˚110C | 2 | 1000 | 100 | 900
11600172 | 0.52632 | 0 to ˚250C | 2 | 1000 | 100 | 900
11600173 | 0.52632 | 0 to ˚360C | 2 | 1000 | 100 | 900
11600174 | 0.6087 | 10 to˚ 110C | 2 | 1000 | 100 | 900
11600175 | 0.6087 | 0 to ˚250C | 2 | 1000 | 100 | 900
11600176 | 0.6087 | 0 to ˚360C | 2 | 1000 | 100 | 900
11600177 | 0.73077 | 10 to ˚110C | 2 | 1060 | 106 | 954
11600178 | 0.73077 | 0 to ˚250C | 2 | 1060 | 106 | 954
11600179 | 0.73077 | 0 to ˚360C | 2 | 1060 | 106 | 954
1200-Thermometer Pocket, Open end for Closing, ASIL
Product Code | Cone | Stem Lengh mm | Quantity per case | Each Price | #VALUE! | #VALUE!
12000180 | 14/23 | 200 | 2 | 170 | 17 | 153
12000181 | 14/23 | 400 | 2 | 215 | 21.5 | 193.5
12000182 | 19/26 | 200 | 2 | 230 | 23 | 207
12000183 | 19/26 | 400 | 2 | 245 | 24.5 | 220.5
1240-Air/ Steam Inlet Tubes, Bent, ASIL
Product Code | Cone | Stem Lengh mm | Quantity per case | Each Price | #VALUE! | #VALUE!
12400184 | 0.52632 | 100 | 2 | 150 | 15 | 135
12400185 | 14/23 | 150 | 2 | 160 | 16 | 144
12400186 | 19/26 | 150 | 2 | 185 | 18.5 | 166.5
12400187 | 24/29 | 150 | 2 | 220 | 22 | 198
1260-Drying Tubes, Angled, ASIL
Product Code | Cone | Quantity per case | Each Price | #VALUE! | #VALUE!
12600188 | 0.52632 | 2 | 160 | 16 | 144
12600189 | 14/23 | 2 | 180 | 18 | 162
12600190 | 0.73077 | 2 | 200 | 20 | 180
12600191 | 24/29 | 2 | 210 | 21 | 189
12600192 | 0.90625 | 2 | 255 | 25.5 | 229.5
1320-Beakers, Low Form, With Spout, Double Graduated, ASIL
Product Code | Capacity | Approx O.D x Height mm | Quantity per case | Each Price | #VALUE! | #VALUE!
13200193 | 5 | 20 x 30 | 20 | 105 | 10.5 | 94.5
13200194 | 10 | 25 x 35 | 20 | 105 | 10.5 | 94.5
13200195 | 25 | 34 x 50 | 20 | 95 | 9.5 | 85.5
13200196 | 50 | 42 x 60 | 20 | 68 | 6.8 | 61.2
13200197 | 100 | 50 x 73 | 20 | 70 | 7 | 63
13200198 | 150 | 56 x 90 | 20 | 75 | 7.5 | 67.5
13200199 | 250 | 68 x 95 | 10 | 80 | 8 | 72
13200200 | 400 | 77 x 110 | 10 | 125 | 12.5 | 112.5
13200201 | 500 | 83 x 115 | 10 | 120 | 12 | 108
13200202 | 600 | 90 x 125 | 10 | 160 | 16 | 144
13200203 | 1000 | 106 x 150 | 10 | 250 | 25 | 225
13200204 | 2000 | 131 x 185 | 6 | 500 | 50 | 450
13200205 | 3000 | 150 x 215 | 4 | 1300 | 130 | 1170
13200206 | 5000 | 170 x 270 | 4 | 1900 | 190 | 1710
13200207 | 10000 | 220 x 350 | 1 | 6000 | 600 | 5400
1340-Beakers, Tall Form, Without Spout, Double Graduated, ASIL
Product Code | Capacity | Approx O.D x Height mm | Quantity per case | Each Price | #VALUE! | #VALUE!
13400208 | 50 | 36 x 70 | 20 | 115 | 11.5 | 103.5
13400209 | 100 | 50 x 80 | 20 | 115 | 11.5 | 103.5
13400210 | 250 | 62 x 116 | 20 | 120 | 12 | 108
13400211 | 500 | 77 x 137 | 20 | 160 | 16 | 144
13400212 | 1000 | 90 x 195 | 10 | 330 | 33 | 297
1380 Beakers, Philips (Conical) with Spout, ASIL
Product Code | Capacity | Approx O.D x Height mm | Quantity per case | Each Price | #VALUE! | #VALUE!
13800218 | 250 | 68 x 110 | 40 | 550 | 55 | 495
13800219 | 500 | 88 x 145 | 40 | 700 | 70 | 630
1400 Bottles BO with Interchangeable Stopper, ASIL
Product Code | Capacity | Approx O.D x Height mm | Quantity per case | Each Price | #VALUE! | #VALUE!
14000220 | 60 | 42 x 100 | 10 | 300 | 30 | 270
14000221 | 125 | 55 x 120 | 10 | 400 | 40 | 360
14000222 | 300 | 70 x 150 | 10 | 480 | 48 | 432
1410 Bottles BOD Amber with Interchangeable Stopper ASIL
Product Code | Capacity | Approx O.D x Height mm | Quantity per case | Each Price | #VALUE! | #VALUE!
14100223 | 60 | 42 x 100 | 10 | 600 | 60 | 540
14100224 | 125 | 55 x 120 | 10 | 800 | 80 | 720
14100225 | 300 | 70 x 150 | 10 | 980 | 98 | 882
1420 Bottles, Reagent, Plain Narrow Mouth, With Interchangeable Flat Head Stopper, ASIL
Product Code | Capacity | Approx O.D x Height mm | Size of Interchangeable Stopper | Quantity per case | Each Price
14200226 | 60 | 45 x 93 | 14/23 | 10 | 305 | 30.5 | 274.5
14200227 | 100 | 55 x 100 | 19/26 | 10 | 345 | 34.5 | 310.5
14200228 | 125 | 55 x 120 | 19/26 | 10 | 280 | 28 | 252
14200229 | 250 | 70 x 140 | 19/26 | 10 | 325 | 32.5 | 292.5
14200230 | 500 | 86 x 177 | 14/29 | 10 | 345 | 34.5 | 310.5
14200231 | 1000 | 104 x 225 | 29/32 | 6 | 555 | 55.5 | 499.5
14200232 | 2000 | 135 x 260 | 34/35 | 4 | 950 | 95 | 855
1440- Bottles, Reagent, Amber, Narrow Mouth With Interchangeable Flat Head Stopper, ASIL
Product Code | Capacity | Approx O.D x Height mm | Neck Specifications Stopper | Quantity per case | Each Price | #VALUE! | #VALUE!
14400233 | 60 | 45 x 90 | 14/23 | 10 | 460 | 46 | 414
14400234 | 100 | 56 x 100 | 19/26 | 10 | 480 | 48 | 432
14400235 | 125 | 55 x 120 | 19/26 | 10 | 480 | 48 | 432
14400236 | 250 | 70 x 140 | 19/26 | 10 | 580 | 58 | 522
14400237 | 500 | 86 x 177 | 24/29 | 10 | 680 | 68 | 612
14400238 | 1000 | 101 x 225 | 29/32 | 8 | 880 | 88 | 792
14400239 | 2000 | 136 x 260 | 34/35 | 6 | 1650 | 165 | 1485
1450-Bottles, Solution, Plain Tooled Neck, ASIL
Product Code | Capacity | Approx O.D x Height mm | Approx Neck I.D. mm | Quantity per case | Each Price | #VALUE! | #VALUE!
14500240 | 250 | 70 x 140 | 18 | 10 | 275 | 27.5 | 247.5
14500241 | 500 | 86 x 177 | 23 | 10 | 295 | 29.5 | 265.5
14500242 | 1000 | 101 x 225 | 28 | 8 | 490 | 49 | 441
14500243 | 2000 | 136 x 260 | 33 | 6 | 900 | 90 | 810
14500244 | 3000 | 158 x 260 | 44 | 4 | 2400 | 240 | 2160
14500245 | 5000 | 183 x 320 | 44 | 1 | 5250 | 525 | 4725
14500246 | 10000 | 230 x 400 | 54 | 1 | 9050 | 905 | 8145
14500247 | 20000 | 300 x 485 | 54 | 1 | 14900 | 1490 | 13410
1455-Bottles, Solution, Amber, Tooled Neck, ASIL
Product Code | Capacity | Approx O.D x Height mm | Approx Neck I.D. mm | Quantity per case | Each Price | #VALUE! | #VALUE!
14550248 | 250 | 70 x 140 | 18 | 10 | 550 | 55 | 495
14550249 | 500 | 86 x 177 | 23 | 10 | 580 | 58 | 522
14550250 | 1000 | 101 x 225 | 28 | 6 | 850 | 85 | 765
14550251 | 2000 | 136 x 260 | 33 | 4 | 1500 | 150 | 1350
1460-Bottles, Reagent, Wide Mouth With Screw Cap and Pouring Ring, Graduated, ASIL
Product Code | Capacity ML | Approx O.D x Height mm | Neck Specifications | Quantity per case | Each Price | #VALUE! | #VALUE!
14600252 | 25 | 36 x 70** | GL 25 | 20 | 245 | 24.5 | 220.5
14600253 | 50 | 46 x 87** | GL 32 | 20 | 275 | 27.5 | 247.5
14600254 | 100 | 56 x 100 | GL 45 | 20 | 295 | 29.5 | 265.5
14600255 | 150 | 60 x 120 | GL 45 | 20 | 310 | 31 | 279
14600256 | 250 | 70 x 138 | GL 45 | 10 | 300 | 30 | 270
14600257 | 500 | 86 x 176 | GL 45 | 10 | 325 | 32.5 | 292.5
14600258 | 1000 | 101 x 225 | GL 45 | 8 | 485 | 48.5 | 436.5
14600259 | 2000 | 136 x 260 | GL 45 | 6 | 870 | 87 | 783
14600260 | 3000 | 158 x 295 | GL 45 | 1 | 4200 | 420 | 3780
14600261 | 5000 | 183 x 323 | GL 45 | 1 | 5050 | 505 | 4545
14600262 | 10000 | 230 x 405 | GL 45 | 1 | 8720 | 872 | 7848
14600263 | 20000 | 299 x 530 | GL 45 | 1 | 15250 | 1525 | 13725
1465-Bottles, Reagent, Amber, Wide Mouth, With Screw Cap And Pouring Ring, Graduated, ASIL
Product Code | Capacity ML | Approx O.D x Height mm | Neck Specifications | Quantity per case | Each Price | #VALUE! | #VALUE!
14650264 | 25 | 36 x 70** | GL 25 | 20 | 390 | 39 | 351
14650265 | 50 | 46 x 87** | GL 32 | 20 | 450 | 45 | 405
14650266 | 100 | 56 x 100 | GL 45 | 10 | 475 | 47.5 | 427.5
14650267 | 250 | 70 x 138 | GL 45 | 10 | 500 | 50 | 450
14650268 | 500 | 86 x 176 | GL 45 | 10 | 595 | 59.5 | 535.5
14650269 | 1000 | 101 x 225 | GL 45 | 8 | 780 | 78 | 702
14650270 | 2000 | 136 x 260 | GL 45 | 6 | 1350 | 135 | 1215
14650271 | 3000 | 158 x 295 | GL 45 | 1 | 6600 | 660 | 5940
14650272 | 5000 | 183 x 323 | GL 45 | 1 | 8000 | 800 | 7200
14650273 | 10000 | 230 x 405 | GL 45 | 1 | 11500 | 1150 | 10350
14650274 | 20000 | 299 x 530 | GL 45 | 1 | 17500 | 1750 | 15750
1470-Bottle, Aspirator, With GL 45 Screwthread auotclavable Cap And Outlet for Tubing, Made of Low Expansion Borosilicate Glass ASIL
Product Code | Capacity ML | Approx O.D x Height mm | Neck Size | Quantity per case | Each Price | #VALUE! | #VALUE!
14700275 | 250 | 70 x 138 | GL 45 | 10 | 295 | 29.5 | 265.5
14700276 | 500 | 86 x 176 | GL 45 | 10 | 340 | 34 | 306
14700277 | 1000 | 101 x 225 | GL 45 | 6 | 640 | 64 | 576
14700278 | 2000 | 136 x 260 | GL 45 | 5 | 1050 | 105 | 945
1475-Bottle, Aspirator, With GL 45 Screwthread Auotclavable Cap And Outlet For Stopper, Made of Low Expansion Borosilicate Glass ASIL
Product Code | Capacity ML | Approx O.D x Height mm | Neck Size | Aprox I.D x Outlet mm | Quantity per case | Each Price | #VALUE! | #VALUE!
14750279 | 1000 | 101 x 225 | GL 45 | 23 | 6 | 785 | 78.5 | 706.5
14750280 | 2000 | 136 x 260 | GL 45 | 28 | 4 | 1100 | 110 | 990
14750281 | 5000 | 183 x 325 | GL 45 | 28 | 1 | 6470 | 647 | 5823
14750282 | 10000 | 230 x 400 | GL 45 | 28 | 1 | 9500 | 950 | 8550
1478-Bottle, Aspirator, With GL 45 Screwthread Auotclavable Cap with Interchangeable Stopper Made of Low Expansion Borosilicate Glass, ASIL
Product Code | Capacity ML | Approx O.D x Height mm | Neck Size | Aprox I.D x Outlet mm | Quantity per case | Each Price | #VALUE! | #VALUE!
14780283 | 1000 | 101 x 225 | GL 45 | 24/29 | 6 | 2120 | 212 | 1908
14780284 | 2000 | 136 x 260 | GL 45 | 29/32 | 4 | 2600 | 260 | 2340
14780285 | 5000 | 183 x 325 | GL 45 | 29/32 | 1 | 9000 | 900 | 8100
14780286 | 10000 | 230 x 400 | GL 45 | 29/32 | 1 | 11700 | 1170 | 10530
14780287 | 20000 | 299 x 530 | GL 45 | 29/32 | 1 | 16500 | 1650 | 14850
1480-Bottles, Relative Density, With Capillary Bore Interchangeable Teflon Stopper 'A' Class with works Certificate, ASIL
Product Code | Capacity ML | Approx O.D x Height mm | Neck Size | Aprox I.D x Outlet mm | Quantity per case | Each Price | #VALUE! | #VALUE!
14800288 | 10 | 0.3 | 28x46 | 10./15 | 5 | 800 | 80 | 720
14800289 | 25 | 0.8 | 38x55 | 10./15 | 5 | 900 | 90 | 810
14800290 | 50 | 1 | 49x65 | 10./15 | 6 | 950 | 95 | 855
1500-Bottles, Relative Density, Accuracy With Capillary Bore Interchangeable Teflon Stopper, ASIL
Product Code | Capacity ML | Approx O.D x Height mm | Neck Size | Aprox I.D x Outlet mm | Quantity per case | Each Price | #VALUE! | #VALUE!
15000291 | 10 | 1 | 28x46 | 10./15 | 5 | 410 | 41 | 369
15000292 | 25 | 2 | 38x55 | 10./15 | 5 | 440 | 44 | 396
15000293 | 50 | 3 | 49x65 | 10./15 | 5 | 475 | 47.5 | 427.5
1520-Bottles, Weighing, With Interchangeable Stopper, ASIL
Product Code | Capacity ML | Approx O.D x Height mm | Quantity per case | Each Price | #VALUE! | #VALUE!
15200294 | 5 | 20x40 | 10 | 220 | 22 | 198
15200295 | 15 | 25x65 | 10 | 240 | 24 | 216
15200296 | 20** | 50x35 | 10 | 500 | 50 | 450
15200297 | 25 | 30x65 | 10 | 300 | 30 | 270
15200298 | 40** | 60x40 | 10 | 700 | 70 | 630
15200299 | 60 | 40x90 | 10 | 450 | 45 | 405
1540-Dropping Bottles, with Pipette Stopper, ASIL
Product Code | Capacity ML | Joint Size | Quantity per case | Each Price | #VALUE! | #VALUE!
15400300 | 30 | 14/23 | 5 | 250 | 25 | 225
15400301 | 60 | 14/23 | 5 | 340 | 34 | 306
15400302 | 125 | 19/26 | 5 | 360 | 36 | 324
15400303 | 250 | 19/26 | 5 | 450 | 45 | 405
1560 - Dropping Bottles with Pipette & Rubber Teat, Amber, ASIL
Product Code | Capacity ML | Approx O.D x Height mm | Socket Size | Quantity per case | Each Price | #VALUE! | #VALUE!
15600304 | 30 | 35x84 | 14/23 | 10 | 410 | 41 | 369
15600305 | 60 | 42x100 | 14/23 | 10 | 550 | 55 | 495
15600306 | 125 | 55x120 | 19/26 | 10 | 590 | 59 | 531
15600307 | 250 | 65x147 | 19/26 | 10 | 780 | 78 | 702
1580-Bottles, Wash, Complete With Interchangeable Stopper, ASIL
Product Code | Capacity ML | Size of Interchangeable Stopper | Quantity per case | Each Price | #VALUE! | #VALUE!
15800308 | 250 | 24/29 | 5 | 455 | 45.5 | 409.5
15800309 | 500 | 24/29 | 5 | 535 | 53.5 | 481.5
15800310 | 1000 | 29/32 | 5 | 775 | 77.5 | 697.5
1585-Stoppers, Only For Wash Bottles Cat. No. 1580 ASIL
Product Code | Capacity ML | Size of Interchangeable Stopper | Quantity per case | Each Price | #VALUE! | #VALUE!
15850311 | 250 | 24/29 | 5 | 345 | 34.5 | 310.5
15850312 | 500 | 24/29 | 5 | 405 | 40.5 | 364.5
15850313 | 1000 | 29/32 | 5 | 445 | 44.5 | 400.5
[5 empty] | 0 | 0
1600-Bottles, Gas Washing, Complete Interchangeable Stoppers, ASIL |  |  |  |  | 0 | 0
Product Code | Capacity ML | Size of Interchangeable Stopper | Quantity per case | Each Price | #VALUE! | #VALUE!
16000314 | 125 | 29/32 | 5 | 840 | 84 | 756
16000315 | 250 | 29/32 | 5 | 900 | 90 | 810
16000316 | 500 | 29/32 | 5 | 1125 | 112.5 | 1012.5
[5 empty] | 0 | 0
1610- Bottles, Only For Gas Washing Bottles Cat No. 1600, ASIL |  |  |  |  | 0 | 0
Product Code | Capacity ML | Approx O.D x Height mm | Quantity per case | Each Price | #VALUE! | #VALUE!
16100317 | 125 | 50 x 155 | 5 | 500 | 50 | 450
16100318 | 250 | 60 x 190 | 5 | 550 | 55 | 495
16100319 | 500 | 70 x 245 | 5 | 600 | 60 | 540
1620- Stoppers, Only For Gas Washing Bottles Cat No. 1610, ASIL
Product Code | Capacity ML | Quantity per case | Each Price | #VALUE! | #VALUE!
16200320 | 125 | 5 | 345 | 34.5 | 310.5
16200321 | 250 | 5 | 370 | 37 | 333
16200322 | 500 | 5 | 475 | 47.5 | 427.5
|  |  |  | 0 | 0
1640-Pyknometers, ASIL |  |  |  | 0 | 0
Product Code | Capacity ML | Quantity per case | Each Price | #VALUE! | #VALUE!
16400323 | 10 | 4 | 900 | 90 | 810
16400324 | 25 | 4 | 1000 | 100 | 900
16400325 | 50 | 4 | 1200 | 120 | 1080
1660-Gas Washing Bottles, with Sintered end for Downward Gas Distribution, Complete, (JOINT SIZE 29/32), ASIL
Product Code | Capacity ML | Disc Por | Quantity per case | Each Price | #VALUE! | #VALUE!
16600326 | 125 | 0 | 2 | 900 | 90 | 810
16600327 | 250 | 0 | 2 | 950 | 95 | 855
16600328 | 500 | 0 | 2 | 1300 | 130 | 1170
16600329 | 125 | 1 | 2 | 900 | 90 | 810
16600330 | 250 | 1 | 2 | 950 | 95 | 855
16600331 | 500 | 1 | 2 | 1300 | 130 | 1170
16600332 | 125 | 2 | 2 | 900 | 90 | 810
16600333 | 250 | 2 | 2 | 950 | 95 | 855
16600334 | 500 | 2 | 2 | 1300 | 130 | 1170
16600335 | 125 | 3 | 2 | 900 | 90 | 810
16600336 | 250 | 3 | 2 | 950 | 95 | 855
16600337 | 500 | 3 | 2 | 1300 | 130 | 1170
[5 empty] | 0 | 0
1680-Gas Washing Bottles, with Sintered end for Upward Distribution, Narrow mouth, Complete, (JOINT SIZE 29/32) ASIL |  |  |  |  | 0 | 0
Product Code | Capacity ML | Disc Por | Quantity per case | Each Price | #VALUE! | #VALUE!
16800338 | 125 | 0 | 2 | 900 | 90 | 810
16800339 | 250 | 0 | 2 | 950 | 95 | 855
16800340 | 500 | 0 | 2 | 1350 | 135 | 1215
16800341 | 1000 | 0 | 2 | 2000 | 200 | 1800
16800342 | 125 | 1 | 2 | 900 | 90 | 810
16800343 | 250 | 1 | 2 | 950 | 95 | 855
16800344 | 500 | 1 | 2 | 1350 | 135 | 1215
16800345 | 1000 | 1 | 2 | 2000 | 200 | 1800
16800346 | 125 | 2 | 2 | 900 | 90 | 810
16800347 | 250 | 2 | 2 | 950 | 95 | 855
16800348 | 500 | 2 | 2 | 1350 | 135 | 1215
16800349 | 1000 | 2 | 2 | 2000 | 200 | 1800
16800350 | 125 | 3 | 2 | 900 | 90 | 810
16800351 | 250 | 3 | 2 | 950 | 95 | 855
16800352 | 500 | 3 | 2 | 1350 | 135 | 1215
16800353 | 1000 | 3 | 2 | 2000 | 200 | 1800
1700-Burettes, Straight Bore Stopcock, Accuracy As per Class B of I.S. 1997:2008, ASIL
Product Code | Capacity ML | Graduation Interval ml | Tolerance ±ml | Approx Total Height mm | Quantity Per case | Each Price | #VALUE! | #VALUE!
17000354 | 1* | 0.01 | 0.01 | 440 | 5 | 400 | 40 | 360
17000355 | 2* | 0.02 | 0.02 | 440 | 5 | 400 | 40 | 360
17000356 | 5* | 0.02 | 0.02 | 590 | 5 | 400 | 40 | 360
17000357 | 10 | 0.05 | 0.05 | 530 | 10 | 400 | 40 | 360
17000358 | 25 | 0.1 | 0.1 | 530 | 10 | 455 | 45.5 | 409.5
17000359 | 50 | 0.1 | 0.1 | 780 | 10 | 495 | 49.5 | 445.5
17000360 | 100 | 0.2 | 0.2 | 830 | 5 | 695 | 69.5 | 625.5
[7 empty] | 0 | 0
1720-Burettes, Straight Bore Stopcock, Accuracy As Per Class A of I.S. 1997 :2008, With Works Certificate, ASIL | [6 empty] | 0 | 0
Product Code | Capacity ML | Graduation Interval ml | Tolerance ±ml | Approx Total Height mm | Quantity Per case | Each Price | #VALUE! | #VALUE!
17200361 | 1* | 0.01 | 0.006 | 440 | 5 | 650 | 65 | 585
17200362 | +2* | 0.02 | 0.01 | 440 | 5 | 650 | 65 | 585
17200363 | 5* | 0.02 | 0.01 | 590 | 5 | 650 | 65 | 585
17200364 | 10 | 0.05 | 0.02 | 530 | 5 | 795 | 79.5 | 715.5
17200365 | 25 | 0.1 | 0.05 | 530 | 5 | 890 | 89 | 801
17200366 | 50 | 0.1 | 0.05 | 780 | 5 | 1000 | 100 | 900
17200367 | 100 | 0.2 | 0.1 | 830 | 5 | 1150 | 115 | 1035
0
1760-Burettes, Boroflo, Fitted With Boroflo GP (General Purpose), Screw Thread Stopcocks With PTFE Keys, Accuracy As per Class B of I.S. 1997 : 2008, ASIL
Product Code | Capacity ML | Graduation Interval ml | Tolerance ±ml | Quantity Per case | Each Price | #VALUE! | #VALUE!
17600368 | 10 | 0.05 | 0.05 | 10 | 400 | 40 | 360
17600369 | 25 | 0.1 | 0.1 | 10 | 425 | 42.5 | 382.5
17600370 | 50 | 0.1 | 0.1 | 10 | 480 | 48 | 432
17600371 | 100 | 0.2 | 0.2 | 5 | 670 | 67 | 603
1780-Burettes, Boroflo, Fitted With Boroflo GP (General Purpose), Screw Thread Stopcocks With PTFE Keys, Accuracy As Per Class A of I.S. 1997 : 2008, With Works Certificate, ASIL
Product Code | Capacity ML | Graduation Interval ml | Tolerance ±ml | Quantity Per case | Each Price | #VALUE! | #VALUE!
17800372 | 10 | 0.05 | 0.02 | 5 | 690 | 69 | 621
17800373 | 25 | 0.1 | 0.05 | 5 | 785 | 78.5 | 706.5
17800374 | 50 | 0.1 | 0.05 | 5 | 900 | 90 | 810
17800375 | 100 | 0.2 | 0.1 | 5 | 1000 | 100 | 900
[6 empty] | 0 | 0
1790-Burettes, Boroflo Stopcock, Amber Colour, Class A ASIL | [5 empty] | 0 | 0
Product Code | Capacity ML | Graduation Interval ml | Tolerance ±ml | Quantity Per case | Each Price | #VALUE! | #VALUE!
17900376 | 25 | 0.1 | 0.05 | 5 | 1380 | 138 | 1242
17900377 | 50 | 0.1 | 0.05 | 5 | 1590 | 159 | 1431
[6 empty] | 0 | 0
1795-Burettes, Boroflo Stopcock, Amber Colour, Class B ASIL | [5 empty] | 0 | 0
Product Code | Capacity ML | Graduation Interval ml | Tolerance ±ml | Quantity Per case | Each Price | #VALUE! | #VALUE!
17950378 | 25 | 0.1 | 0.05 | 5 | 750 | 75 | 675
17950379 | 50 | 0.1 | 0.05 | 5 | 800 | 80 | 720
1800-Burettes, Straight Bore PTFE Key Stopcock, Accuracy As Per Class B of I.S. 1977 : 2008, ASIL
Product Code | Capacity ML | Graduation Interval ml | Tolerance ±ml | Approx Total Height mm | Quantity Per case | Each Price | #VALUE! | #VALUE!
18000380 | 50 | 0.1 | 0.1 | 780 | 10 | 750 | 75 | 675
1820-Burettes, Straight Bore PTFE Key Stopcock, Accuracy As Per Class A of I.S. 1997 : 2008, With Works Certficate, ASIL
Product Code | Capacity ML | Graduation Interval ml | Tolerance ±ml | Approx Total Height mm | Quantity Per case | Each Price
1820381 | 50 | 0.1 | 0.05 | 780 | 5 | 1600 | 160 | 1440
1830-Burettes, Automatic Zero, Class B, with Reservoir, Rubber Bellow And Glass Stopcock, ASIL
Product Code | Capacity ML | Graduation Interval ml | Tolerance ±ml | Quantity Per case | Each Price | #VALUE! | #VALUE!
18300382 | 10 | 0.05 | 0.05 | 1 | 3925 | 392.5 | 3532.5
18300383 | 25 | 0.1 | 0.1 | 1 | 3925 | 392.5 | 3532.5
18300384 | 50 | 0.1 | 0.1 | 1 | 4130 | 413 | 3717
18300385 | 100 | 0.2 | 0.2 | 1 | 4770 | 477 | 4293
[6 empty] | 0 | 0
1840-Burettes, Automatic Zero, Class A, with Reservoir, Rubber Glass Stopcock, With Works Certificate, ASIL | [5 empty] | 0 | 0
Product Code | Capacity ML | Graduation Interval ml | Tolerance ±ml | Quantity Per case | Each Price | #VALUE! | #VALUE!
18400386 | 10 | 0.05 | 0.02 | 1 | 5830 | 583 | 5247
18400387 | 25 | 0.1 | 0.05 | 1 | 5880 | 588 | 5292
18400388 | 50 | 0.1 | 0.05 | 1 | 6250 | 625 | 5625
18400389 | 100 | 0.2 | 0.1 | 1 | 7420 | 742 | 6678
[6 empty] | 0 | 0
1860-Burettes, Automatic Zero, Class B, with Reservoir, Bellow, PTFE Stopcock, ASIL | [5 empty] | 0 | 0
Product Code | Capacity ML | Graduation Interval ml | Tolerance ±ml | Quantity Per case | Each Price | #VALUE! | #VALUE!
18600390 | 10 | 0.05 | 0.05 | 1 | 4030 | 403 | 3627
18600391 | 25 | 0.1 | 0.1 | 1 | 4030 | 403 | 3627
18600392 | 50 | 0.1 | 0.1 | 1 | 4300 | 430 | 3870
18600393 | 100 | 0.2 | 0.2 | 1 | 4880 | 488 | 4392
[6 empty] | 0 | 0
1900-Burettes, Automatic Zero, Class A, with Reservoir, Rubber Bellow, PTFE Stopcock, With Works Certificate, ASIL | [5 empty] | 0 | 0
Product Code | Capacity ML | Graduation Interval ml | Tolerance ±ml | Quantity Per case | Each Price | #VALUE! | #VALUE!
19000394 | 10 | 0.05 | 0.02 | 1 | 6150 | 615 | 5535
19000395 | 25 | 0.1 | 0.05 | 1 | 6040 | 604 | 5436
19000396 | 50 | 0.1 | 0.05 | 1 | 6680 | 668 | 6012
19000397 | 100 | 0.2 | 0.1 | 1 | 7525 | 752.5 | 6772.5
[6 empty] | 0 | 0
1920-Burettes, Automatic Zero, Class B, with Reservoir, Rubber Bellow Boroflo Stopcock ASIL | [5 empty] | 0 | 0
Product Code | Capacity ML | Graduation Interval ml | Tolerance ±ml | Quantity Per case | Each Price | #VALUE! | #VALUE!
19200398 | 10 | 0.05 | 0.05 | 1 | 3820 | 382 | 3438
19200399 | 25 | 0.1 | 0.1 | 1 | 3820 | 382 | 3438
19200400 | 50 | 0.1 | 0.1 | 1 | 4130 | 413 | 3717
19200401 | 100 | 0.2 | 0.2 | 1 | 4665 | 466.5 | 4198.5
[6 empty] | 0 | 0
1940-Burettes, Automatic Zero, Class A, with Reservoir, Rubber Bellow And Boroflo Stopcock With Works Certificate ASIL | [5 empty] | 0 | 0
Product Code | Capacity ML | Graduation Interval ml | Tolerance ±ml | Quantity Per case | Each Price | #VALUE! | #VALUE!
19400402 | 10 | 0.05 | 0.02 | 1 | 5725 | 572.5 | 5152.5
19400403 | 25 | 0.1 | 0.05 | 1 | 5725 | 572.5 | 5152.5
19400404 | 50 | 0.1 | 0.05 | 1 | 6250 | 625 | 5625
19400405 | 100 | 0.2 | 0.1 | 1 | 7300 | 730 | 6570
[6 empty] | 0 | 0
1960-Burette, Automatic Zero, Class A, with Reservoir, Rubber bellow and Boroflo Stopcock Amber with works Certificate ASIL | [5 empty] | 0 | 0
Product Code | Capacity ML | Graduation Interval ml | Tolerance ±ml | Quantity Per case | Each Price | #VALUE! | #VALUE!
19600406 | 10 | 0.05 | 0.05 | 1 | 14000 | 1400 | 12600
19600407 | 25 | 0.1 | 0.1 | 1 | 14000 | 1400 | 12600
19600408 | 50 | 0.1 | 0.1 | 1 | 16000 | 1600 | 14400
19600409 | 100 | 0.2 | 0.2 | 1 | 16800 | 1680 | 15120
[6 empty] | 0 | 0
1980-Burette, Automatic Zero, Class B, with Reservoir, Rubber bellow and Boroflo Stopcock Amber with works Certificate ASIL | [5 empty] | 0 | 0
Product Code | Capacity ML | Graduation Interval ml | Tolerance ±ml | Quantity Per case | Each Price | #VALUE! | #VALUE!
19800410 | 10 | 0.05 | 0.05 | 1 | 9000 | 900 | 8100
19800411 | 25 | 0.1 | 0.1 | 1 | 9000 | 900 | 8100
19800412 | 50 | 0.1 | 0.1 | 1 | 10000 | 1000 | 9000
19800413 | 100 | 0.2 | 0.2 | 1 | 10000 | 1000 | 9000
2060-Cones, Imhoff Sediment, Sharp Tip, ASIL
Product Code | Approx Total Height mm | Approx Total Diameter mm | Quantity Per case | Each Price | #VALUE! | #VALUE!
20600414 | 454 | 110 | 1 | 4000 | 400 | 3600
2080-Cones, Imhoff, Sediment, Blund Tip, ASIL
Product Code | Approx Total Height mm | Approx Total Diameter mm | Quantity Per case | Each Price | #VALUE! | #VALUE!
20800415 | 439 | 110 | 1 | 4100 | 410 | 3690
2100-Condensers, Liebig, With Sealed Inner Tube, TECHIMICO
Product Code | Approx Total Height mm | Approx Overall Height mm | Quantity Per case | Each Price | #VALUE! | #VALUE!
21000416 | 200 | 345 | 5 | 400 | 40 | 360
21000417 | 300 | 445 | 5 | 415 | 41.5 | 373.5
21000418 | 400 | 545 | 5 | 415 | 41.5 | 373.5
21000419 | 500 | 660 | 5 | 500 | 50 | 450
2120-Condensers, Liebig, Drip Tip, Interchangeable Inner Joint And Interchangeable Outre Joint, TECHIMICO
Product Code | Approx Jacket Length mm | Approx Overall Height mm | Interchangeable Joints |  | Quantity Per case | Each Price | #VALUE! | #VALUE!
|  |  | Inner | Outer |  |  | 0 | 0
21200420 | 200 | 350 | 19/26 | 19/26 | 5 | 450 | 45 | 405
21200421 | 300 | 450 | 24/29 | 24/29 | 5 | 500 | 50 | 450
21200422 | 400 | 550 | 24/29 | 24/29 | 5 | 580 | 58 | 522
[7 empty] | 0 | 0
2140-Condensers, Allihn, Drip Tip, Interchangeable Inner Joint And Interchangeable Outer Joint, ASIL | [6 empty] | 0 | 0
Product Code | Approx Jacket Length mm | Approx Overall Height mm | Interchangeable Joints |  | Quantity Per case | Each Price | #VALUE! | #VALUE!
|  |  | Inner | Outer |  |  | 0 | 0
21400423 | 200 | 350 | 19/26 | 19/26 | 5 | 580 | 58 | 522
21400424 | 300 | 450 | 24/29 | 24/29 | 5 | 630 | 63 | 567
21400425 | 400 | 550 | 24/29 | 24/29 | 5 | 730 | 73 | 657
0
2150-Condensers, Air TECHIMICO
Product Code | Joint | Length mm | Quantity Per case | Each Price | #VALUE! | #VALUE!
21500427 | 2019-10-01 | 100 | 2 | 190 | 19 | 171
21500428 | 14/23 | 200 | 2 | 380 | 38 | 342
21500429 | 19/26 | 200 | 2 | 455 | 45.5 | 409.5
21500430 | 19/26 | 300 | 2 | 455 | 45.5 | 409.5
21500431 | 19/26 | 400 | 2 | 530 | 53 | 477
21500432 | 19/26 | 500 | 2 | 600 | 60 | 540
21500433 | 19/26 | 600 | 2 | 750 | 75 | 675
21500434 | 24/29 | 400 | 2 | 595 | 59.5 | 535.5
21500435 | 24/29 | 600 | 2 | 755 | 75.5 | 679.5
21500436 | 24/29 | 1000 | 2 | 1000 | 100 | 900
2160-Condensers, Graham, Coiled Distillate Type Drip Tip, Inter-changeable Inner Joint And Interchangeable Outer Joint, ASIL
Product Code | Approx Jacket Length mm | Approx Overall Height mm | Interchangeable Joints |  | Quantity Per case | Each Price | #VALUE! | #VALUE!
|  |  | Inner | Outer |  |  | 0 | 0
21600437 | 300 | 450 | 24/29 | 24/29 | 5 | 700 | 70 | 630
21600438 | 400 | 550 | 24/29 | 24/29 | 5 | 740 | 74 | 666
21600439 | 500 | 650 | 24/29 | 24/29 | 5 | 925 | 92.5 | 832.5
2170 - Condensers, Double Surface, ASIL
Product Code | Length mm | Ground Joint | Quantity Per case | Each Price | #VALUE! | #VALUE!
21700440 | 200 | 19/26 | 5 | 1380 | 138 | 1242
21700441 | 200 | 24/29 | 5 | 1590 | 159 | 1431
21700442 | 300 | 19/26 | 5 | 1900 | 190 | 1710
21700443 | 300 | 24/29 | 5 | 2330 | 233 | 2097
[5 empty] | 0 | 0
2172 - Condensers, Combine Double Coil, ASIL |  |  |  |  | 0 | 0
Product Code | Length mm | Ground Joint | Quantity Per case | Each Price | #VALUE! | #VALUE!
21720444 | 230 | 29/32 | 5 | 6000 | 600 | 5400
21720445 | 380 | 29/32 | 5 | 8000 | 800 | 7200
21720446 | 230 | 34/35 | 5 | 6000 | 600 | 5400
21720447 | 350 | 34/35 | 5 | 8500 | 850 | 7650
2180-Condensers, Friedrichs, Drip, Tip, Interchangeable Inner Joint And Interchangeable Outer Joint, ASIL
Product Code | Approx Jacket Length mm | Interchangeable Joints |  | Quantity Per case | Each Price | #VALUE! | #VALUE!
|  | Inner | Outer |  |  | 0 | 0
21800448 | 350 | 24/29 | 24/29 | 5 | 2760 | 276 | 2484
2200-Condensers, Air, Vertical, ASIL
Product Code | Cone | Length mm | Quantity Per case | Each Price | #VALUE! | #VALUE!
22000449 | 14/23 | 400 | 2 | 355 | 35.5 | 319.5
22000450 | 19/26 | 400 | 2 | 355 | 35.5 | 319.5
22000451 | 24/29 | 500 | 2 | 400 | 40 | 360
[5 empty] | 0 | 0
2380-Columns, Chromatograhy, Plain With Glass Stopcock, ASIL |  |  |  |  | 0 | 0
Product Code | Capacity ml | Bore mm | Quantity Per case | Each price | #VALUE! | #VALUE!
23800452 | 200 | 10 | 5 | 310 | 31 | 279
23800453 | 300 | 10 | 5 | 340 | 34 | 306
23800454 | 300 | 18 | 5 | 370 | 37 | 333
23800455 | 450 | 30 | 5 | 475 | 47.5 | 427.5
23800456 | 500 | 10 | 2 | 370 | 37 | 333
23800457 | 500 | 18 | 2 | 380 | 38 | 342
23800458 | 600 | 30 | 2 | 640 | 64 | 576
23800460 | 600 | 40 | 2 | 830 | 83 | 747
23800461 | 1000 | 40 | 1 | 1700 | 170 | 1530
[5 empty] | 0 | 0
2400-Columns, Chromatography, Plain With PTFE Stopcock, ASIL |  |  |  |  | 0 | 0
Product Code | Extractor Length mm | Bore mm | Quantity Per case | Each price | #VALUE! | #VALUE!
24000462 | 200 | 10 | 5 | 870 | 87 | 783
24000463 | 300 | 10 | 5 | 890 | 89 | 801
24000464 | 300 | 18 | 5 | 995 | 99.5 | 895.5
24000465 | 450 | 30 | 5 | 1300 | 130 | 1170
24000466 | 500 | 10 | 2 | 1170 | 117 | 1053
24000467 | 500 | 18 | 2 | 1300 | 130 | 1170
24000468 | 600 | 30 | 2 | 1645 | 164.5 | 1480.5
24000469 | 600 | 40 | 2 | 1750 | 175 | 1575
24000470 | 1000 | 40 | 1 | 1900 | 190 | 1710
[5 empty] | 0 | 0
2420-Columns, Chromatography, Plain With Boroflo Stopcock, ASIL |  |  |  |  | 0 | 0
Product Code | Extractor Length mm | Bore mm | Quantity Per case | Each price | #VALUE! | #VALUE!
24200471 | 200 | 10 | 5 | 275 | 27.5 | 247.5
24200472 | 300 | 10 | 5 | 275 | 27.5 | 247.5
24200473 | 300 | 18 | 5 | 310 | 31 | 279
24200474 | 450 | 30 | 5 | 475 | 47.5 | 427.5
24200475 | 500 | 10 | 2 | 365 | 36.5 | 328.5
24200476 | 500 | 18 | 2 | 410 | 41 | 369
24200477 | 600 | 30 | 2 | 645 | 64.5 | 580.5
24200478 | 600 | 40 | 2 | 825 | 82.5 | 742.5
24200479 | 1000 | 40 | 1 | 1700 | 170 | 1530
[5 empty] | 0 | 0
2460-Columns, Chromatography, Plain With Sintered Disc And Glass Stopcock ASIL |  |  |  |  | 0 | 0
Product Code | Extractor Length mm | Bore mm | Quantity Per case | Each price | #VALUE! | #VALUE!
24600480 | 200 | 10 | 5 | 530 | 53 | 477
24600481 | 300 | 10 | 5 | 545 | 54.5 | 490.5
24600482 | 300 | 18 | 5 | 680 | 68 | 612
24600483 | 450 | 30 | 5 | 850 | 85 | 765
24600484 | 500 | 10 | 2 | 630 | 63 | 567
24600485 | 500 | 18 | 2 | 735 | 73.5 | 661.5
24600486 | 600 | 30 | 2 | 870 | 87 | 783
24600487 | 600 | 40 | 2 | 1430 | 143 | 1287
24600488 | 1000 | 40 | 1 | 1960 | 196 | 1764
[5 empty] | 0 | 0
2480-Columns, Chromatography, Plain With Sintered Disc And PTFE Stopcock ASIL |  |  |  |  | 0 | 0
Product Code | Extractor Length mm | Bore mm | Quantity Per case | Each price | #VALUE! | #VALUE!
24800489 | 200 | 10 | 5 | 1060 | 106 | 954
24800490 | 300 | 10 | 5 | 1060 | 106 | 954
24800491 | 300 | 18 | 5 | 1380 | 138 | 1242
24800492 | 450 | 30 | 5 | 1860 | 186 | 1674
24800493 | 500 | 10 | 2 | 1270 | 127 | 1143
24800494 | 500 | 18 | 2 | 1590 | 159 | 1431
24800495 | 600 | 30 | 2 | 2020 | 202 | 1818
24800496 | 600 | 40 | 2 | 2545 | 254.5 | 2290.5
24800497 | 1000 | 40 | 1 | 3020 | 302 | 2718
[5 empty] | 0 | 0
2500-Columns, Chromatography, Plain With Sintered Disc And Boroflo Stopcock ASIL |  |  |  |  | 0 | 0
Product Code | Extractor Length mm | Bore mm | Quantity Per case | Each price | #VALUE! | #VALUE!
25000498 | 200 | 10 | 5 | 445 | 44.5 | 400.5
25000499 | 300 | 10 | 5 | 460 | 46 | 414
25000500 | 300 | 18 | 5 | 585 | 58.5 | 526.5
25000501 | 450 | 30 | 5 | 720 | 72 | 648
25000502 | 500 | 10 | 2 | 585 | 58.5 | 526.5
25000503 | 500 | 18 | 2 | 615 | 61.5 | 553.5
25000504 | 600 | 30 | 2 | 820 | 82 | 738
25000505 | 600 | 40 | 2 | 1430 | 143 | 1287
25000506 | 1000 | 40 | 1 | 1960 | 196 | 1764
[5 empty] | 0 | 0
2510 - PTFE Bladed Stirrers, ASIL |  |  |  |  | 0 | 0
Product Code | Description |  |  | Each price | #VALUE! | #VALUE!
25100507 | Shaft dia 6mm Shaft Length 450mm To Pass through 19/26 Socket Blade width 50mm Curved to suit Flask 500ml |  |  | 550 | 55 | 495
25100508 | Shaft dia 6mm Shaft Length 450mm To Pass through 24/29 Socket Blade width 75mm Curved to suit Flask 1000ml |  |  | 650 | 65 | 585
25100509 | Shaft dia 8mm Shaft Length 600mm To Pass through 34/35 Socket Blade width 100mm Curved to suit Flask 2000ml |  |  | 1200 | 120 | 1080
25100510 | Shaft dia 8mm Shaft Length 600mm To Pass through 34/35 Socket Blade width 125mm Curved to suit Flask 5000ml |  |  | 1500 | 150 | 1350
25100511 | Shaft dia 11 mm Shaft Length 750mm To Pass through 55/44 Socket Blade width 150mm Curved to suit Flask 10000ml |  |  | 2000 | 200 | 1800
25100512 | Shaft dia 11mm Shaft Length 750mm To Pass through 55/44 Socket Blade width 200mm Curved to suit Flask 20000ml |  |  | 3200 | 320 | 2880
2520-Fractionating Colomn, Vigrex, ASIL
Product Code | Socket | Cone | Length | Quantity Per case | Each price | #VALUE! | #VALUE!
25200513 | 24/29 | 24/29 | 360 | 2 | 1380 | 138 | 1242
25200514 | 24/29 | 24/29 | 600 | 2 | 2490 | 249 | 2241
25200515 | 29/32 | 29/32 | 360 | 2 | 1800 | 180 | 1620
25200516 | 29/32 | 29/32 | 600 | 2 | 2600 | 260 | 2340
2600-Spray for Chromatography, ASIL
Product Code | Cap.ml | Quantity Per case | Each price | #VALUE! | #VALUE!
26000517 | 25 ml | 2 | 1060 | 106 | 954
26000518 | 50 ml | 2 | 1060 | 106 | 954
26000519 | 100 ml | 2 | 1220 | 122 | 1098
2620-Cylinders, Colour Comparsion, Nessler, Flat Bottom, Graduated, As Per I.S. 4161 : 1967, ASIL
Product Code | Cap.ml | Approx O.D x Height mm | Quantity Per case | Each price | #VALUE! | #VALUE!
26200520 | 50 | 25 x 150 | 20 | 160 | 16 | 144
26200521 | 100 | 34 x 180 | 20 | 235 | 23.5 | 211.5
2640-Cylinders, Graduated, Round Base,Single Metric Scale, With Penny Head Interchangeable Stopper, Class B, ASIL
Product Code | Cap.ml | Graduation interval ml | Tolerance ± ml | Stopper Size | Approx Height mm | Quantity per case | Each Price | #VALUE! | #VALUE!
26400522 | 5 | 0.1 | 0.1 | 2015-10-01 | 130 | 5 | 255 | 25.5 | 229.5
26400523 | 10 | 0.2 | 0.2 | 2015-10-01 | 160 | 5 | 275 | 27.5 | 247.5
26400524 | 25 | 0.5 | 0.5 | 14/15 | 186 | 10 | 310 | 31 | 279
26400525 | 50 | 1 | 1 | 14/15 | 206 | 10 | 350 | 35 | 315
26400526 | 100 | 1 | 1 | 19/20 | 285 | 10 | 435 | 43.5 | 391.5
26400527 | 250 | 2 | 2 | 24/24 | 370 | 5 | 785 | 78.5 | 706.5
26400528 | 500 | 5 | 5 | 24/25 | 430 | 5 | 1220 | 122 | 1098
26400529 | 1000 | 10 | 10 | 34/25 | 500 | 4 | 1700 | 170 | 1530
[8 empty] | 0 | 0
2660-Cylinders, Graduated, Round Base, Single Metric Scale, With Penny Head Interchangeable Stopper, Class A, With Works Certificate, ASIL | [7 empty] | 0 | 0
Product Code | Cap.ml | Graduation interval ml | Tolerance ± ml | Stopper Size | Approx Height mm | Quantity per case | Each Price | #VALUE! | #VALUE!
26600530 | 5 | 0.1 | 0.05 | 2015-10-01 | 130 | 5 | 445 | 44.5 | 400.5
26600531 | 10 | 0.2 | 0.1 | 2015-10-01 | 160 | 5 | 510 | 51 | 459
26600532 | 25 | 0.5 | 0.25 | 14/15 | 186 | 10 | 520 | 52 | 468
26600533 | 50 | 1 | 0.5 | 14/15 | 206 | 10 | 625 | 62.5 | 562.5
26600534 | 100 | 1 | 0.5 | 19/20 | 285 | 10 | 730 | 73 | 657
26600535 | 250 | 2 | 1 | 24/24 | 370 | 5 | 1165 | 116.5 | 1048.5
26600536 | 500 | 5 | 2.5 | 24/25 | 430 | 5 | 1750 | 175 | 1575
26600537 | 1000 | 10 | 5 | 34/25 | 500 | 4 | 2330 | 233 | 2097
[8 empty] | 0 | 0
2680-Cylinders, Graduated, Single Metric Scale, With Penny Head Interchangeable Stopper with Hexagonal base. Class A, With Works Certificate ASIL | [7 empty] | 0 | 0
Product Code | Cap.ml | Graduation interval ml | Tolerance ± ml | Stopper Size | Approx Height mm | Quantity per case | Each Price | #VALUE! | #VALUE!
26800538 | 5 | 0.1 | 0.05 | 2015-10-01 | 130 | 5 | 670 | 67 | 603
26800539 | 10 | 0.2 | 0.1 | 2015-10-01 | 160 | 5 | 755 | 75.5 | 679.5
26800540 | 25 | 0.5 | 0.25 | 14/15 | 186 | 10 | 860 | 86 | 774
26800541 | 50 | 1 | 0.5 | 14/15 | 206 | 10 | 965 | 96.5 | 868.5
26800542 | 100 | 1 | 0.5 | 19/20 | 285 | 10 | 1150 | 115 | 1035
26800543 | 250 | 2 | 1 | 24/25 | 370 | 5 | 1720 | 172 | 1548
26800544 | 500 | 5 | 2.5 | 24/25 | 430 | 5 | 2200 | 220 | 1980
26800545 | 1000 | 10 | 5 | 34/25 | 500 | 4 | 2750 | 275 | 2475
26800546 | 2000 | 20 | 10 | 34/25 | 620 | 4 | 4400 | 440 | 3960
[8 empty] | 0 | 0
2690-Cylinders, Graduated, Single Metric Scale, With Penny Head Interchangeable Stopper with Hexagonal base. Accuracy As I.S. 878:2008, ASIL | [7 empty] | 0 | 0
Product Code | Cap.ml | Graduation interval ml | Tolerance ± ml | Stopper Size | Approx Height mm | Quantity per case | Each Price | #VALUE! | #VALUE!
26900547 | 5 | 0.1 | 0.1 | 0.52632 | 130 | 5 | 350 | 35 | 315
26900548 | 10 | 0.2 | 0.2 | 0.52632 | 160 | 10 | 370 | 37 | 333
26900549 | 25 | 0.5 | 0.5 | 14/15 | 186 | 10 | 415 | 41.5 | 373.5
26900550 | 50 | 1 | 1 | 14/15 | 206 | 10 | 475 | 47.5 | 427.5
26900551 | 100 | 1 | 1 | 19/20 | 285 | 20 | 580 | 58 | 522
26900552 | 250 | 2 | 2 | 24/24 | 370 | 10 | 980 | 98 | 882
26900553 | 500 | 5 | 5 | 24/25 | 430 | 10 | 1375 | 137.5 | 1237.5
26900554 | 1000 | 10 | 10 | 34/25 | 500 | 4 | 1980 | 198 | 1782
26900555 | 2000 | 20 | 20 | 34/25 | 620 | 4 | 3400 | 340 | 3060
2700-Measuring Cylinders, Round Base with Spout, Class B, ASIL
Product Code | Cap.ml | Sub-dvnml | Tolerance ± ml | Quantity per case | Each Price | #VALUE! | #VALUE!
27000556 | 5 | 0.1 | 0.1 | 10 | 150 | 15 | 135
27000557 | 10 | 0.2 | 0.2 | 10 | 150 | 15 | 135
27000558 | 25 | 0.5 | 0.5 | 10 | 185 | 18.5 | 166.5
27000559 | 50 | 1 | 1 | 10 | 220 | 22 | 198
27000560 | 100 | 1 | 1 | 5 | 280 | 28 | 252
27000561 | 250 | 2 | 2 | 5 | 500 | 50 | 450
27000562 | 500 | 5 | 5 | 5 | 720 | 72 | 648
27000563 | 1000 | 10 | 10 | 5 | 1165 | 116.5 | 1048.5
27000564 | 2000 | 20 | 20 | 4 | 1695 | 169.5 | 1525.5
[6 empty] | 0 | 0
2720-Measuring Cylinders, Round Base with Spout, Class A, ASIL | [5 empty] | 0 | 0
Product Code | Cap.ml | Sub-dvnml | Tolerance ± ml | Quantity per case | Each Price | #VALUE! | #VALUE!
27200565 | 5 | 0.1 | 0.1 | 10 | 320 | 32 | 288
27200566 | 10 | 0.2 | 0.2 | 10 | 360 | 36 | 324
27200567 | 25 | 0.5 | 0.5 | 10 | 400 | 40 | 360
27200568 | 50 | 1 | 1 | 10 | 465 | 46.5 | 418.5
27200569 | 100 | 1 | 1 | 5 | 540 | 54 | 486
27200570 | 250 | 2 | 2 | 5 | 830 | 83 | 747
27200571 | 500 | 5 | 5 | 5 | 1270 | 127 | 1143
27200572 | 1000 | 10 | 10 | 4 | 1430 | 143 | 1287
27200573 | 2000 | 20 | 10 | 2 | 2500 | 250 | 2250
2740 - Cylinders, Graduated, Single Metric Scale, With Pour Out, With Hexagonal Base, Class A, With Works Certificate, ASIL
Product Code | Cap.ml | Graduation interval ml | Tolerance ± ml | Approx Height mm | Quantity per case | Each Price | #VALUE! | #VALUE!
27400574 | 5 | 0.1 | 0.05 | 110 | 5 | 400 | 40 | 360
27400575 | 10 | 0.2 | 0.1 | 140 | 5 | 460 | 46 | 414
27400576 | 20 | 1 | 0.25 | 160 | 10 | 580 | 58 | 522
27400577 | 25 | 0.5 | 0.25 | 170 | 10 | 525 | 52.5 | 472.5
27400578 | 50 | 1 | 0.5 | 200 | 10 | 640 | 64 | 576
27400579 | 100 | 1 | 0.5 | 260 | 10 | 720 | 72 | 648
27400580 | 150 | 2 | 1 | 300 | 5 | 800 | 80 | 720
27400581 | 250 | 2 | 1 | 0.335 | 10 | 1070 | 107 | 963
27400582 | 500 | 5 | 2.5 | 390 | 6 | 1500 | 150 | 1350
27400583 | 1000 | 10 | 5 | 470 | 4 | 1800 | 180 | 1620
27400584 | 2000 | 20 | 10 | 570 | 4 | 3550 | 355 | 3195
[7 empty] | 0 | 0
2760 - Cylinders, Graduated, Single Metric Scale, With Pour out. With Hexagonal Base, Accuracy As per I.S. 878 : 2008, ASIL | [6 empty] | 0 | 0
Product Code | Cap.ml | Graduation interval ml | Tolerance ± ml | Approx Height mm | Quantity per case | Each Price | #VALUE! | #VALUE!
27600585 | 5 | 0.1 | 0.1 | 110 | 10 | 200 | 20 | 180
27600586 | 10 | 0.2 | 0.2 | 140 | 10 | 240 | 24 | 216
27600587 | 25 | 0.5 | 0.5 | 170 | 10 | 280 | 28 | 252
27600588 | 50 | 1 | 1 | 200 | 10 | 300 | 30 | 270
27600589 | 100 | 1 | 1 | 260 | 10 | 350 | 35 | 315
27600590 | 250 | 2 | 2 | 335 | 10 | 600 | 60 | 540
27600591 | 500 | 5 | 5 | 390 | 6 | 850 | 85 | 765
27600592 | 1000 | 10 | 10 | 470 | 6 | 1300 | 130 | 1170
27600593 | 2000 | 20 | 20 | 570 | 4 | 2500 | 250 | 2250
2780-Crow Receivers, Class B, ASIL
Product Code | Cap.ml | Tolerance ± ml | Quantity per case | Each Price | #VALUE! | #VALUE!
27800594 | 25 | 0.1 &0.2 | 4 | 700 | 70 | 630
27800595 | 50 | 0.2 & 0.4 | 4 | 800 | 80 | 720
27800596 | 100 | 0.4 & 0.8 | 4 | 800 | 80 | 720
[5 empty] | 0 | 0
2800- Crow Receivers, Class A, with Works Certificate, ASIL |  |  |  |  | 0 | 0
Product Code | Cap.ml | Tolerance ± ml | Quantity per case | Each Price | #VALUE! | #VALUE!
28000597 | 25 | 0.04 & 0.1 | 4 | 1165 | 116.5 | 1048.5
28000598 | 50 | 0.1 &0.2 | 4 | 1165 | 116.5 | 1048.5
28000599 | 100 | 0.2 & 0.4 | 4 | 1375 | 137.5 | 1237.5
2820 -Desiccators, With Glass with Knob Cover And Porcelin Plate, ASIL
Product Code | Approx ID Ground Flange mm | Quantity per case | Each Price | #VALUE! | #VALUE!
28200600 | 100 | 1 | 4500 | 450 | 4050
28200601 | 150 | 1 | 5000 | 500 | 4500
28200602 | 200 | 1 | 5800 | 580 | 5220
28200603 | 250 | 1 | 8000 | 800 | 7200
28200604 | 300 | 1 | 13500 | 1350 | 12150
|  |  |  | 0 | 0
2840- Desiccators, Vacuum, Stopcock with PTFE Spindle, And Porcelin Plate, ASIL |  |  |  | 0 | 0
Product Code | Approx ID Ground Flange mm | Quantity per case | Each Price | #VALUE! | #VALUE!
28400605 | 100 | 1 | 8000 | 800 | 7200
28400606 | 150 | 1 | 10000 | 1000 | 9000
28400607 | 200 | 1 | 11000 | 1100 | 9900
28400608 | 250 | 1 | 14000 | 1400 | 12600
28400609 | 300 | 1 | 18000 | 1800 | 16200
|  |  |  | 0 | 0
2860 - Petri, Dishes, Culture, ASIL |  |  |  | 0 | 0
Product Code | Approx ID Ground Flange mm | Quantity per case | Each Price | #VALUE! | #VALUE!
28600610 | 50 x 17 | 20 | 140 | 14 | 126
28600611 | 80x17 | 20 | 160 | 16 | 144
28600612 | 100 x 17 | 20 | 200 | 20 | 180
28600613 | 150x20 | 20 | 550 | 55 | 495
28600614 | 200 x 20 | 10 | 1000 | 100 | 900
|  |  |  | 0 | 0
2870-Dishes, Crystallizing, ASIL |  |  |  | 0 | 0
Product Code | Approx ID Ground Flange mm | Quantity per case | Each Price | #VALUE! | #VALUE!
28700615 | 100x50 | 10 | 360 | 36 | 324
28700616 | 150x75 | 10 | 600 | 60 | 540
28700617 | 190x100 | 4 | 1000 | 100 | 900
|  |  |  | 0 | 0
2880-Dishes, Evaporating, Flat Bottom, With Pour Out, ASIL |  |  |  | 0 | 0
Product Code | Approx ID Ground Flange mm | Quantity per case | Each Price | #VALUE! | #VALUE!
28800618 | 80 x45 | 60 | 290 | 29 | 261
28800619 | 105 x 55 | 50 | 435 | 43.5 | 391.5
28800620 | 150 x 80 | 20 | 795 | 79.5 | 715.5
28800621 | 200x100 | 8 | 1430 | 143 | 1287
2900-Extractors Soxhiet Interchangeable Joints, ASIL
Product Code | Capacity ml | Interchangeable Joints |  | Quantity Per case | Each Price | #VALUE! | #VALUE!
|  | Top | Bottom |  |  | 0 | 0
29000622 | 60 | 34/35 | 24/29 | 5 | 600 | 60 | 540
29000623 | 100 | 40/38 | 24/29 | 5 | 800 | 80 | 720
29000624 | 200 | 50/42 | 24/29 | 5 | 1000 | 100 | 900
29000625 | 250 | 50/42 | 24/29 | 2 | 1600 | 160 | 1440
29000626 | 500 | 50/42 | 24/29 | 1 | 2800 | 280 | 2520
29000627 | 1000 | 50/42 | 24/29 | 1 | 5000 | 500 | 4500
2920-Condensers, Only For Extraction Apparatus, Allihn, ASIL
Product Code | Size | Interchangeable Joints Bottom | Quantity per case | Each Price | #VALUE! | #VALUE!
29200628 | Small | 34/35 | 5 | 500 | 50 | 450
29200629 | Medium | 40/38 | 5 | 650 | 65 | 585
29200630 | Large | 50/42 | 5 | 930 | 93 | 837
2940-Extraction Apparatus Soxhiet Complete With Allihn Condenser, Interchangeable Joint, ASIL
Product Code | Size | Capacity ml | Flask Size ml* | Quantity per case | Each Price | #VALUE! | #VALUE!
29400631 | Small | 60 | 150 | 5 | 1300 | 130 | 1170
29400632 | Medium | 100 | 250 | 5 | 1500 | 150 | 1350
29400633 | Large | 200 | 500 | 5 | 2400 | 240 | 2160
29400634 |  | 250 | 1000 | 1 | 2800 | 280 | 2520
29400635 |  | 500 | 1000 | 1 | 5400 | 540 | 4860
29400636 |  | 1000 | 2000 | 1 | 7300 | 730 | 6570
29400637 |  | 2000 | 5000 | 1 | 23000 | 2300 | 20700
[6 empty] | 0 | 0
2960 - Flasks, Boiling, Florence, Flat Bottom, ASIL | [5 empty] | 0 | 0
Product Code | Capacity ml | Approx O.D x Height mm | Approx O.D. mm | Quantity per case | Each Price | #VALUE! | #VALUE!
29600638 | 25 | 42x90 | 20 | 20 | 82 | 8.2 | 73.8
29600639 | 50 | 51 x90 | 26 | 20 | 89 | 8.9 | 80.1
29600640 | 100 | 64 x 105 | 26 | 20 | 102 | 10.2 | 91.8
29600641 | 150 | 75 x 132 | 28 | 20 | 109 | 10.9 | 98.1
29600642 | 250 | 85 x 140 | 34 | 20 | 115 | 11.5 | 103.5
29600643 | *300 | 87 x 160 | 24 | 10 | 163 | 16.3 | 146.7
29600644 | 500 | 105x170 | 33 | 20 | 190 | 19 | 171
29600645 | 1000 | 131x190 | 42 | 10 | 285 | 28.5 | 256.5
29600646 | 2000 | 167x237 | 50 | 6 | 535 | 53.5 | 481.5
29600647 | 3000 | 186x300 | 50 | 4 | 1740 | 174 | 1566
29600648 | 5000 | 223x317 | 60 | 1 | 2400 | 240 | 2160
29600649 | 6000 | 250 x 340 | 65 | 1 | 3570 | 357 | 3213
29600650 | 10000 | 279 x 400 | 65 | 1 | 5800 | 580 | 5220
29600651 | 20000 | 350 x 495 | 75 | 1 | 9600 | 960 | 8640
[6 empty] | 0 | 0
2980 - Flasks. Boiling, Flat Bottom, Short Neck Interchangeable Joint, ASIL | [5 empty] | 0 | 0
Product Code | Capacity ml | Approx O.D x Height mm | Approx O.D. mm | Quantity per case | Each Price | #VALUE! | #VALUE!
29800652 | 150 | 24/29 | 115 | 5 | 152 | 15.2 | 136.8
29800653 | 250 | 24/29 | 130 | 5 | 162 | 16.2 | 145.8
29800654 | 500 | 24/29 | 140 | 5 | 240 | 24 | 216
29800655 | 1000 | 24/29 | 187 | 5 | 350 | 35 | 315
29800656 | 2000 | 34/35 | 321 | 2 | 600 | 60 | 540
[6 empty] | 0 | 0
3000 - Flasks, Boiling, Round Bottom, ASIL | [5 empty] | 0 | 0
Product Code | Capacity ml | Approx O.D x Height mm | Approx O.D. mm | Quantity per case | Each Price | #VALUE! | #VALUE!
30000657 | 25 | 42x90 | 20 | 20 | 75 | 7.5 | 67.5
30000658 | 50 | 51 x95 | 26 | 20 | 88 | 8.8 | 79.2
30000659 | 100 | 64 x 110 | 26 | 20 | 98 | 9.8 | 88.2
30000660 | 150 | 75 x 137 | 28 | 20 | 109 | 10.9 | 98.1
30000661 | 250 | 85 x 145 | 34 | 20 | 109 | 10.9 | 98.1
30000662 | 500 | 105x175 | 34 | 20 | 185 | 18.5 | 166.5
30000663 | 1000 | 131 x205 | 42 | 10 | 260 | 26 | 234
30000664 | 2000 | 166x243 | 51 | 6 | 570 | 57 | 513
30000665 | 3000 | 190x305 | 50 | 4 | 1420 | 142 | 1278
30000666 | 5000 | 225 x 350 | 60 | 1 | 2420 | 242 | 2178
30000667 | 6000 | 236 x 350 | 65 | 1 | 3150 | 315 | 2835
30000668 | 10000 | 285 x 420 | 65 | 1 | 5100 | 510 | 4590
30000669 | 20000 | 350 x 505 | 75 | 1 | 9500 | 950 | 8550
[6 empty] | 0 | 0
3020-Flasks, Boiling, Round Bottom, Short Neck, with Interchangeable Joint ASIL | [5 empty] | 0 | 0
Product Code | Capacity ml | Approx Height mm | Interchangeable Joint | Quantity per case | Each Price | #VALUE! | #VALUE!
30200670 | 5 | 60 | 14/23 | 10 | 150 | 15 | 135
30200671 | 10 | 65 | 14/23 | 10 | 150 | 15 | 135
30200672 | 25 | 75 | 14/23 | 10 | 142 | 14.2 | 127.8
30200673 | 25 | 77 | 19/26 | 10 | 142 | 14.2 | 127.8
30200674 | 50 | 95 | 19/26 | 5 | 147 | 14.7 | 132.3
30200675 | 100 | 120 | 24/29 | 10 | 147 | 14.7 | 132.3
30200676 | 250 | 140 | 24/29 | 10 | 190 | 19 | 171
30200677 | 500 | 170 | 24/29 | 10 | 270 | 27 | 243
30200678 | 1000 | 188 | 24/29 | 6 | 370 | 37 | 333
30200679 | 2000 | 205 | 24/29 | 4 | 720 | 72 | 648
30200680 | 3000 | 265 | 24/29 | 4 | 2050 | 205 | 1845
30200681 | 5000 | 300 | 45/40 | 2 | 3130 | 313 | 2817
30200682 | 10000 | 385 | 55/44 | 1 | 6320 | 632 | 5688
30200683 | 20000 | 435 | 55/44 | 1 | 10950 | 1095 | 9855
3030-Flasks, Boiling, Pear Shaped, Short Neck, With Interchangeable Joint ASIL
Product Code | Capacity ml | Interchangeable Joint | Quantity per case | Each Price | #VALUE! | #VALUE!
30300684 | 5 | 0.52632 | 10 | 117 | 11.7 | 105.3
30300685 | 5 | 14/23 | 10 | 117 | 11.7 | 105.3
30300686 | 10 | 0.52632 | 10 | 128 | 12.8 | 115.2
30300687 | 10 | 14/23 | 10 | 128 | 12.8 | 115.2
30300688 | 25 | 14/23 | 5 | 149 | 14.9 | 134.1
30300689 | 50 | 14/23 | 10 | 162 | 16.2 | 145.8
30300690 | 100 | 24/29 | 10 | 345 | 34.5 | 310.5
[5 empty] | 0 | 0
3035-Flasks, Pear Shape Suitable for Rotary Evaporators with Ground Socket. ASIL |  |  |  |  | 0 | 0
Product Code | Capacity ml | Ground Joint | Quantity per case | Each Price | #VALUE! | #VALUE!
30350691 | 50 | 24/29 | 5 | 530 | 53 | 477
30350692 | 50 | 29/32 | 5 | 530 | 53 | 477
30350693 | 100 | 24/29 | 5 ' | 665 | 66.5 | 598.5
30350694 | 100 | 29/32 | 5 | 665 | 66.5 | 598.5
30350695 | 250 | 24/29 | 5 | 800 | 80 | 720
30350696 | 250 | 29/32 | 5 | 800 | 80 | 720
30350697 | 500 | 24/29 | 5 | 1060 | 106 | 954
30350698 | 500 | 29/32 | 5 | 1060 | 106 | 954
30350699 | 1000 | 24/29 | 5 | 1600 | 160 | 1440
30350700 | 1000 | 29/32 | 5 | 1600 | 160 | 1440
30350701 | 2000 | 24/29 | 5 | 2550 | 255 | 2295
30350702 | 2000 | 29/32 | 5 | 2550 | 255 | 2295
[5 empty] | 0 | 0
3040 - Flasks, (Vessels) Reaction, Wide Mouth, Flat Flange, 100 mm I.D., 150mm O.D., ASIL |  |  |  |  | 0 | 0
Product Code | Capacity ml | Approx Height mm | Quantity per case | Each Price | #VALUE! | #VALUE!
30400703 | 1000 | 170 | 2 | 1380 | 138 | 1242
30400704 | 2000 | 205 | 2 | 1890 | 189 | 1701
30400705 | 5000 | 260 | 2 | 4100 | 410 | 3690
30400706 | 10000 | 335 | 1 | 8930 | 893 | 8037
30400707 | 20000 | 400 | 1 | 15350 | 1535 | 13815
[5 empty] | 0 | 0
3060-Lids, For Flasks Reaction Cat No. 3040, Flat Flange And Interchangeable Joint, ASIL
Product Code | Interchangable Joint Size |  |  |  |  | Quantity per case | Each Price | #VALUE! | #VALUE!
| Centre | Parallel | Side 5 | Side 10 | Side 15 |  |  | 0 | 0
30600708 | 19/26 | 19/26 | 24/29 | 19/26 | - | 2 | 3360 | 336 | 3024
30600709 | 19/26 | 14/23 | 14/23 | 14/23 | 29/32 | 2 | 3360 | 336 | 3024
30600710 | 29/32 | 14/23 | 14/23 | 14/23 | 29/32 | 2 | 3360 | 336 | 3024
3080 - Flasks, Round Bottom, Two Necks, Centre Neck And One Angled Side Neck, With Interchangeable Joints, ASIL
Product Code | Capacity ml | Interchangeable Joints Size |  | Quantity Per case | Each Price | #VALUE! | #VALUE!
|  | Centre Neck | Side Neck |  |  | 0 | 0
30800711 | 100 | 24/29 | 14/23 | 4 | 210 | 21 | 189
30800712 | 100 | 24/29 | 19/26 | 4 | 210 | 21 | 189
30800713 | 250 | 24/29 | 14/23 | 4 | 294 | 29.4 | 264.6
30800714 | 250 | 24/29 | 19/26 | 4 | 294 | 29.4 | 264.6
30800715 | 500 | 24/29 | 14/23 | 4 | 425 | 42.5 | 382.5
30800716 | 500 | 24/29 | 19/26 | 4 | 425 | 42.5 | 382.5
30800717 | 1000 | 24/29 | 14/23 | 2 | 525 | 52.5 | 472.5
30800718 | 1000 | 24/29 | 19/26 | 2 | 525 | 52.5 | 472.5
30800719 | 2000 | 24/29 | 14/23 | 2 | 945 | 94.5 | 850.5
30800720 | 2000 | 24 / 29 | 19/26 | 2 | 945 | 94.5 | 850.5
30800721 | 2000 | 34/35 | 19/26 | 2 | 945 | 94.5 | 850.5
30800722 | 3000 | 34/35 | 19/26 | 2 | 2550 | 255 | 2295
30800723 | 5000 | 34/35 | 19/26 | 1 | 3750 | 375 | 3375
30800724 | 10000 | 55/44 | 24/29 | 1 | 6720 | 672 | 6048
30800725 | 20000 | 55/44 | 24/29 | 1 | 11250 | 1125 | 10125
[6 empty] | 0 | 0
3100 - Flasks, Round Bottom, Two Necks, Centre Neck And One Parallel Side Neck, With Interchangeable Joints, ASIL | [5 empty] | 0 | 0
Product Code | Capacity ml | Interchangeable Joints Size |  | Quantity Per case | Each Price | #VALUE! | #VALUE!
|  | Centre Neck | Side Neck |  |  | 0 | 0
31000726 | 100 | 24/29 | 14/23 | 4 | 210 | 21 | 189
31000727 | 100 | 24/29 | 19/26 | 4 | 210 | 21 | 189
31000728 | 250 | 24/29 | 14/23 | 4 | 294 | 29.4 | 264.6
31000729 | 250 | 24/29 | 19/26 | 4 | 294 | 29.4 | 264.6
31000730 | 500 | 24/29 | 14/23 | 4 | 425 | 42.5 | 382.5
31000731 | 500 | 24/29 | 19/26 | 4 | 425 | 42.5 | 382.5
31000732 | 1000 | 24/29 | 14/23 | 2 | 525 | 52.5 | 472.5
31000733 | 1000 | 24/29 | 19/26 | 2 | 525 | 52.5 | 472.5
31000734 | 2000 | 24/29 | 14/23 | 2 | 945 | 94.5 | 850.5
31000735 | 2000 | 24/29 | 19/26 | 2 | 945 | 94.5 | 850.5
31000736 | 2000 | 34/35 | 19/26 | 2 | 945 | 94.5 | 850.5
31000737 | 3000 | 34/35 | 19/26 | 2 | 2550 | 255 | 2295
31000738 | 5000 | 34/35 | 19/26 | 1 | 3750 | 375 | 3375
31000739 | 10000 | 55/44 | 24/29 | 1 | 6720 | 672 | 6048
31000740 | 20000 | 55/44 | 24/29 | 1 | 11250 | 1125 | 10125
3120 - Flasks, Round Bottom, Three Necks, Centre Neck And Two Angled Side Necks, With Interchangeable Joints, ASIL
Product Code | Capacity ml | Interchangeable Joints Size |  |  | Quantity Per case | Each Price | #VALUE! | #VALUE!
|  | Centre Neck | Side Neck | Side Neck |  |  | 0 | 0
31200741 | 100 | 19/26 | 14/23 | 14/23 | 4 | 285 | 28.5 | 256.5
31200742 | 100 | 14/23 | 14/23 | 14/23 | 4 | 285 | 28.5 | 256.5
31200743 | 250 | 19/26 | 14/23 | 14/23 | 4 | 390 | 39 | 351
31200744 | 250 | 19/26 | 19/26 | 19/26 | 4 | 390 | 39 | 351
31200745 | 500 | 19/26 | 14/23 | 14/23 | 4 | 585 | 58.5 | 526.5
31200746 | 500 | 19/26 | 19/26 | 19/26 | 4 | 585 | 58.5 | 526.5
31200747 | 1000 | 34/35 | 24/29 | 24/29 | 2 | 715 | 71.5 | 643.5
31200748 | 2000 | 24/29 | 19/26 | 19/26 | 2 | 1280 | 128 | 1152
31200749 | 2000 | 34/35 | 24/29 | 24/29 | 2 | 1280 | 128 | 1152
31200750 | 3000 | 34/35 | 24/29 | 24/29 | 2 | 3300 | 330 | 2970
31200751 | 5000 | 45/40 | 24/29 | 24/29 | 1 | 4620 | 462 | 4158
31200752 | 10000 | 45/40 | 24/29 | 24/29 | 1 | 8870 | 887 | 7983
31200753 | 20000 | 55/44 | 24/29 | 24/29 | 1 | 13290 | 1329 | 11961
[7 empty] | 0 | 0
3140 - Flasks, Round Bottom, Three Necks, Centre Neck And Two Parallel Side Necks, With Interchangeable Joints, ASIL | [6 empty] | 0 | 0
Product Code | Capacity ml | Interchangeable Joints Size |  |  | Quantity Per case | Each Price | #VALUE! | #VALUE!
|  | Centre Neck | Side Neck | Side Neck |  |  | 0 | 0
31400754 | 100 | 19/26 | 14/23 | 14/23 | 4 | 285 | 28.5 | 256.5
31400755 | 100 | 14/23 | 14/23 | 14/23 | 4 | 285 | 28.5 | 256.5
31400756 | 250 | 19/26 | 14/23 | 14/23 | 4 | 390 | 39 | 351
31400757 | 250 | 19/26 | 19/26 | 19/26 | 4 | 390 | 39 | 351
31400758 | 500 | 19/26 | 14/23 | 14/23 | 4 | 585 | 58.5 | 526.5
31400759 | 500 | 19/26 | 19/26 | 19/26 | 4 | 585 | 58.5 | 526.5
31400760 | 1000 | 34/35 | 24/29 | 24/29 | 2 | 715 | 71.5 | 643.5
31400761 | 2000 | 24/29 | 19/26 | 19/26 | 2 | 1280 | 128 | 1152
31400762 | 2000 | 34/35 | 24/29 | 24/29 | 2 | 1280 | 128 | 1152
31400763 | 3000 | 34/35 | 24/29 | 24/29 | 2 | 3300 | 330 | 2970
31400764 | 5000 | 45/40 | 24/29 | 24/29 | 1 | 4620 | 462 | 4158
31400765 | 10000 | 45/40 | 24/29 | 24/29 | 1 | 8870 | 887 | 7983
31400766 | 20000 | 55/44 | 24/29 | 24/29 | 1 | 13290 | 1329 | 11961
[7 empty] | 0 | 0
3145 - Flasks, Round Bottom, Four Necks, Centre Neck and Three Parallel Side Neck, With interchangeable joint, ASIL | [6 empty] | 0 | 0
Product Code | Capacity ml | Interchangeable Joints Size |  |  | Quantity Per case | Each Price | #VALUE! | #VALUE!
|  | Centre Neck | Side Neck | Side Neck |  |  | 0 | 0
31450767 | 50 | 24/29 | 24/29 | 24/29 | 4 | 400 | 40 | 360
31450768 | 100 | 24/29 | 14/23 | 14/23 | 4 | 450 | 45 | 405
31450769 | 100 | 24/29 | 19/26 | 19/26 | 4 | 450 | 45 | 405
31450770 | 250 | 24/29 | 14/23 | 14/23 | 4 | 550 | 55 | 495
31450771 | 250 | 24/29 | 19/26 | 19/26 | 4 | 550 | 55 | 495
31450772 | 500 | 24/29 | 14/23 | 14/23 | 4 | 800 | 80 | 720
31450773 | 500 | 24/29 | 19/26 | 19/26 | 4 | 800 | 80 | 720
31450774 | 500 | 24/29 | 24/29 | 24/29 | 4 | 800 | 80 | 720
31450775 | 500 | 34/35 | 24/29 | 24/29 | 4 | 800 | 80 | 720
31450776 | 1000 | 24/29 | 14/23 | 14/23 | 2 | 950 | 95 | 855
31450777 | 1000 | 24/29 | 19/26 | 19/26 | 2 | 950 | 95 | 855
31450778 | 1000 | 24/29 | 24/29 | 24/29 | 2 | 950 | 95 | 855
31450779 | 1000 | 34/35 | 24/29 | 24/29 | 2 | 950 | 95 | 855
31450780 | 2000 | 24/29 | 14/23 | 14/23 | 2 | 1500 | 150 | 1350
31450781 | 2000 | 24/29 | 19/26 | 19/26 | 2 | 1500 | 150 | 1350
31450782 | 2000 | 34/35 | 19/26 | 19/26 | 2 | 1500 | 150 | 1350
31450783 | 2000 | 34/35 | 24/29 | 24/29 | 2 | 1500 | 150 | 1350
31450784 | 3000 | 34/35 | 19/26 | 19/26 | 2 | 3500 | 350 | 3150
31450785 | • 3000 | 34/35 | 24/29 | 24/29 | 2 | 3500 | 350 | 3150
31450786 | 5000 | 34/35 | 19/26 | 19/26 | 1 | 5500 | 550 | 4950
31450787 | 5000 | 34/35 | 24/29 | 24/29 | 1 | 5500 | 550 | 4950
31450788 | 10000 ' | 55/44 | 24/29 | 24/29 | 1 | 9500 | 950 | 8550
31450789 | 10000 | 34/35 | 24/29 | 24/29 | 1 | 9500 | 950 | 8550
31450790 | 10000 | 55/44 | 24/29 | 24/29 | 1 | 14000 | 1400 | 12600
3180-Flasks, Distilling, With Side Arm, ASIL
Product Code | Capacity ml | Approx O.D x Height mm | Approx Neck O.D. mm | Quantity per case | Each Price | #VALUE! | #VALUE!
31800791 | 100 | 64X210 | 21 | 10 | 210 | 21 | 189
31800792 | 125 | 70X215 | 19 | 10 | 220 | 22 | 198
31800793 | 250 | 88 X 230 | 25 | 10 | 260 | 26 | 234
31800794 | 500 | 110X250 | 28 | 4 | 365 | 36.5 | 328.5
31800795 | 1000 | 130X305 | 31 | 4 | 465 | 46.5 | 418.5
[6 empty] | 0 | 0
3190-Flasks, Culture, Haffkine/ASIL | [5 empty] | 0
Product Code | Capacity ml | Approx O.D x Height mm | Quantity per case | Each Price | #VALUE! | #VALUE!
31900796 | 3000 | 245 x 273 | 2 | 2500 | 250 | 2250
31900797 | 4000 | 246x310 | 2 | 2950 | 295 | 2655
[5 empty] | 0 | 0
3195-Flasks Culture Haffkine Screwcap, ASIL |  |  |  |  | 0 | 0
Product Code | Capacity ml | Approx O.D x Height mm | Quantity per case | Each Price | #VALUE! | #VALUE!
31950798 | 3000 | 245 x 273 | 2 | 3200 | 320 | 2880
31950799 | 4000 | 246 x 310 | 2 | 3600 | 360 | 3240
0
3200-Flasks, Erlenmeyer, Graduated, Conical, Narrow Mouth, ASIL
Product Code | Capacity ml | Approx O.D x Height mm | Approx Neck O.D. mm | Quantity per case | Each Price | #VALUE! | #VALUE!
32000800 | 10 | 37x60 | 15 | 20 | 80 | 8 | 72
32000801 | 25 | 40x70 | 21 | 20 | 80 | 8 | 72
32000802 | 50 | 51 x82 | 21 | 20 | 80 | 8 | 72
32000803 | 100 | 64x105 | 25 | 40 | 80 | 8 | 72
32000804 | 150 | 72 x 124 | 28 | 20 | 105 | 10.5 | 94.5
32000805 | 250 | 85 x 140 | 34 | 20 | 125 | 12.5 | 112.5
32000806 | 500 | 104x185 | 34 | 20 | 180 | 18 | 162
32000807 | 1000 | 131 x220 | 42 | 10 | 310 | 31 | 279
32000808 | 2000 | 168x280 | 48 | 5 | 530 | 53 | 477
32000809 | 3000 | 185x315 | 48 | 4 | 1400 | 140 | 1260
32000810 | 5000 | 220 x 367 | 50 | 2 | 2400 | 240 | 2160
[6 empty] | 0 | 0
3220-Flasks, Erienmeyer, Graduated, Conical, Amber, With Narrow Mouth, ASIL | [5 empty] | 0 | 0
Product Code | Capacity ml | Approx O.D x Height mm | Approx Neck O.D. mm | Quantity per case | Each Price | #VALUE! | #VALUE!
32200811 | 100 | 64 x 105 | 25 | 10 | 155 | 15.5 | 139.5
32200812 | 150 | 72x124 | 28 | 10 | 180 | 18 | 162
32200813 | 250 | 85 x 140 | 34 | 20 | 210 | 21 | 189
32200814 | 500 | 104x185 | 34 | 10 | 360 | 36 | 324
32200815 | 1000 | 131 x220 | 42 | 10 | 600 | 60 | 540
[6 empty] | 0 | 0
3240-Flasks, Erienmeyer, Conical, Narrow Mouth, Interchangeable Joint, ASIL | [5 empty] | 0 | 0
Product Code | Capacity ml | Interchangeable Joint | Quantity per case | Each Price | #VALUE! | #VALUE!
32400816 | 50 | 19/26 | 10 | 152 | 15.2 | 136.8
32400817 | 100 | 24/29 | 10 | 175 | 17.5 | 157.5
32400818 | 250 | 24/29 | 10 | 195 | 19.5 | 175.5
32400819 | 500 | 24/29 | 5 | 280 | 28 | 252
[5 empty] | 0 | 0
3250 - Flasks Erienmeyer, Conical, Narrow Mouth, Interchange Amber, ASIL |  |  |  |  | 0 | 0
Product Code | Capacity ml | Interchangeable Joint | Quantity per case | Each Price | #VALUE! | #VALUE!
52500820 | 50 | 19/26 | 10 | 350 | 35 | 315
32500821 | 100 | 24/29 | 10 | 400 | 40 | 360
32500822 | 250 | 24/29 | 10 | 450 | 45 | 405
32500823 | 500 | 24/29 | 5 | 600 | 60 | 540
3260-Flasks, Erienmeyer, Conical, Narrow Mouth, With Interchangeable Stopper, ASIL
Product Code | Capacity ml | Approx O.D x Height mm | Interchangeable Joint | Quantity per case | Each Price | #VALUE! | #VALUE!
32600824 | 25 | 65 | 14/15 | 10 | 175 | 17.5 | 157.5
32600825 | 50 | 85 | 19/20 | 10 | 205 | 20.5 | 184.5
32600826 | 100 | 90 | 24/25 | 10 | 230 | 23 | 207
32600827 | 250 | 145 | 29/25 | 10 | 270 | 27 | 243
32600828 | 500 | 175 | 29/25 | 10 | 380 | 38 | 342
3265 - Flasks, Erienmeyer, Conical, Narrow Mouth, with Interchangeable Stopper Amber ASIL
Product Code | Capacity ml | Approx O.D x Height mm | Quantity per case | Each Price | #VALUE! | #VALUE!
32800829 | 25 | 14/15 | 10 | 270 | 27 | 243
32800830 | 50 | 19/20 | 10 | 280 | 28 | 252
32800831 | 100 | 24/25 | 10 | 250 | 25 | 225
32800832 | 250 | 29/25 | 10 | 415 | 41.5 | 373.5
32800833 | 500 | 29/25 | 10 | 690 | 69 | 621
[5 empty] | 0 | 0
3280-Flasks, Conical, With Screw Cap ASIL |  |  |  |  | 0 | 0
Product Code | Capacity ml | Approx O.D x Height mm | Quantity per case | Each Price | #VALUE! | #VALUE!
32800834 | 100 | 64 x 110 | 10 | 215 | 21.5 | 193.5
32800835 | 150 | 72 x 125 | 10 | 250 | 25 | 225
32800836 | 250 | 85 x 145 | 10 | 300 | 30 | 270
32800837 | 500 | 104x180 | 10 | 365 | 36.5 | 328.5
32800838 | 1000 | 131 x225 | 10 | 695 | 69.5 | 625.5
3300-Flask, Conical, Wide Mouth ASIL
Product Code | Capacity ml | Approx O.D x Height mm | Approx Neck O.D. mm | Quantity per case | Each Price | #VALUE! | #VALUE!
33000839 | 100 | 70 x 110 | 34 | 20 | 86 | 8.6 | 77.4
33000840 | 250 | 85 x 142 | 50 | 20 | 126 | 12.6 | 113.4
33000841 | 500 | 105x175 | 50 | 20 | 195 | 19.5 | 175.5
33000842 | 1000 | 130x220 | 56 | 10 | 336 | 33.6 | 302.4
3320-Filter Flask Heavy Wall with Tubulation ASIL
Product Code | Capacity ml | Approx O.D x Height mm | Quantity per case | Each Price | #VALUE! | #VALUE!
33200843 | 50 | 52x86 | 10 | 185 | 18.5 | 166.5
33200844 | 100 | 64 x 108 | 10 | 275 | 27.5 | 247.5
33200845 | 250 | 85 x 155 | 10 | 400 | 40 | 360
33200846 | 500 | 105x184 | 10 | 480 | 48 | 432
33200847 | 1000 | 136x227 | 5 | 745 | 74.5 | 670.5
33200848 | 2000 | 168x270 | 4 | 1470 | 147 | 1323
33200849 | 5000 | 237 x 390 | 1 | 5360 | 536 | 4824
3360-Flasks, Iodine Determination, Interchangeable Stopper, ASIL
Product Code | Capacity ml | Interchangeable Joint | Quantity per case | Each Price | #VALUE! | #VALUE!
33600850 | 100 | 24/29 | 10 | 190 | 19 | 171
33600851 | 250 | 24/29 | 10 | 240 | 24 | 216
33600852 | 500 | 24/29 | 10 | 300 | 30 | 270
[5 empty] | 0 | 0
3362-lodine Flask with interchangeable joint Amber, ASIL |  |  |  |  | 0 | 0
Product Code | Capacity ml | Interchangeable Joint | Quantity per case | Each Price | #VALUE! | #VALUE!
33620853 | 100 | 24/29 | 10 | 420 | 42 | 378
33620854 | 250 | 24/29 | 10 | 510 | 51 | 459
33620855 | 500 | 24/29 | 10 | 620 | 62 | 558
3365 - Conical Flasks, with 3 Baffles, ASIL
Product Code | Capacity ml | Dia | Each Price | #VALUE! | #VALUE!
33650856 | 250 | 85x40 | 300 | 30 | 270
33650857 | 500 | 104x185 | 500 | 50 | 450
33650858 | 1000 | 131x220 | 800 | 80 | 720
33650859 | 2000 | 168x280 | 1200 | 120 | 1080
33650860 | 5000 | 220x367 | 3000 | 300 | 2700
|  |  |  | 0 | 0
3380-Kjeldahl Flasks, Round Bottom, Long Neck, ASIL
Product Code | Capacity ml | Approx O.D x Height mm | Quantity per case | Each Price | #VALUE! | #VALUE!
33800861 | 10 | 30 x 180 | 10 | 85 | 8.5 | 76.5
33800862 | 30 | 40 x 180 | 10 | 100 | 10 | 90
33800863 | 100 | 61 x210 | 10 | 170 | 17 | 153
33800864 | 300 | 80 x 298 | 10 | 275 | 27.5 | 247.5
33800865 | 500 | 100x325 | 10 | 540 | 54 | 486
33800866 | 800 | 113x375 | 5 | 650 | 65 | 585
3400-Kjeldahl Flasks, Round Bottom, Interchangeable Joint, ASIL
Product Code | Capacity ml | Approx O.D x Height mm | Interchangeable Joint | Quantity per case | Each Price | #VALUE! | #VALUE!
34000867 | 300 | 80 x 290 | 24/29 | 10 | 340 | 34 | 306
34000868 | 500 | 100x320 | 24/29 | 10 | 680 | 68 | 612
34000869 | 800 | 113x375 | 24/29 | 5 | 740 | 74 | 666
[6 empty] | 0 | 0
3500-Flasks, Volumetric, With Interchangeable Stopper, Accuracy As Per Class B Of I.S. 915 : 2006, ASIL | [5 empty] | 0 | 0
Product Code | Capacity ml | Tolerance ±ml | Stopper Size | Quantity per case | Each Price | #VALUE! | #VALUE!
35000870 | 5 | 0.05 | 10./15 | 10 | 210 | 21 | 189
35000871 | 10 | 0.05 | 10./15 | 10 | 210 | 21 | 189
35000872 | 20 | 0.08 | 10./15 | 10 | 210 | 21 | 189
35000873 | 25 | 0.08 | 10./15 | 10 | 210 | 21 | 189
35000874 | 50 | 0.12 | 10./15 | 10 | 220 | 22 | 198
35000875 | 100 | 0.2 | 14/15 | 10 | 240 | 24 | 216
35000876 | 200 | 0.3 | 14/15 | 10 | 260 | 26 | 234
35000877 | 250 | 0.3 | 14/15 | 10 | 280 | 28 | 252
35000878 | 500 | 0.5 | 19/20 | 10 | 390 | 39 | 351
35000879 | 1000 | 0.8 | 19/20 | 5 | 580 | 58 | 522
35000880 | 2000 | 1.2 | 24/25 | 4 | 1160 | 116 | 1044
[6 empty] | 0 | 0
3520-Flasks, Volumetric, With Interchangeable Stopper, Accuracy As Per Class A Of I.S. 915 : 2006, With Works Certificate,ASIL | [5 empty] | 0 | 0
Product Code | Capacity ml | Tolerance ±ml | Stopper Size | Quantity per case | Each Price | #VALUE! | #VALUE!
35200881 | 5 | 0.025 | 10./15 | 5 | 440 | 44 | 396
35200882 | 10 | 0.025 | 10./15 | 5 | 450 | 45 | 405
35200883 | 20 | 0.04 | 10./15 | 5 | 450 | 45 | 405
35200884 | 25 | 0.04 | 10./15 | 5 | 460 | 46 | 414
35200885 | 50 | 0.06 | 10./15 | 10 | 530 | 53 | 477
35200886 | 100 | 0.1 | 14/ 15 | 10 | 540 | 54 | 486
35200887 | 200 | 0.15 | 14/ 15 | 10 | 560 | 56 | 504
35200888 | 250 | 0.15 | 14/ 15 | 10 | 650 | 65 | 585
35200889 | 500 | 0.25 | 19/20 | 10 | 790 | 79 | 711
35200890 | 1000 | 0.4 | 19/20 | 5 | 1100 | 110 | 990
35200891 | 2000 | 0.6 | 24/25 | 2 | 1890 | 189 | 1701
[6 empty] | 0 | 0
3540-Flasks, Volumetric, With Interchangeable LDPE Plastic Stopper, Accuracy As Per Class B Of I.S. 915 : 2006, ASIL | [5 empty] | 0 | 0
Product Code | Capacity ml | Tolerance ±ml | Stopper Size | Quantity per case | Each Price | #VALUE! | #VALUE!
35400892 | 5 | 0.05 | 10./15 | 10 | 210 | 21 | 189
35400893 | 10 | 0.05 | 10./15 | 10 | 190 | 19 | 171
35400894 | 20 | 0.08 | 10./15 | 10 | 190 | 19 | 171
35400895 | 25 | 0.08 | 10./15 | 10 | 170 | 17 | 153
35400896 | 50 | 0.12 | 10./15 | 10 | 210 | 21 | 189
35400897 | 100 | 0.2 | 14/15 | 10 | 220 | 22 | 198
35400898 | 200 | 0.3 | 14/15 | 10 | 265 | 26.5 | 238.5
35400899 | 250 | 0.3 | 14/15 | 10 | 275 | 27.5 | 247.5
35400900 | 500 | 0.5 | 19/20 | 10 | 390 | 39 | 351
35400901 | 1000 | 0.8 | 19/20 | 10 | 570 | 57 | 513
35400902 | 2000 | 1.2 | 24/25 | 4 | 1100 | 110 | 990
[6 empty] | 0 | 0
3560-Flasks, Volumetric, With Interchangeable LDPE Plastic Stopper, Accuracy As Per Class A Of I.S. 915 : 2006 With Works Certificate, ASIL | [5 empty] | 0 | 0
Product Code | Capacity ml | Tolerance ±ml | Stopper Size | Quantity per case | Each Price | #VALUE! | #VALUE!
35600903 | 5 | 0.025 | 10./15 | 5 | 410 | 41 | 369
35600904 | 10 | 0.025 | 10./15 | 5 | 415 | 41.5 | 373.5
35600905 | 20 | 0.04 | 10./15 | 5 | 415 | 41.5 | 373.5
35600906 | 25 | 0.04 | 10./15 | 5 | 420 | 42 | 378
35600907 | 50 | 0.06 | 10./15 | 10 | 475 | 47.5 | 427.5
35600908 | 100 | 0.1 | 14/15 | 10 | 495 | 49.5 | 445.5
35600909 | 200 | 0.15 | 14/15 | 10 | 525 | 52.5 | 472.5
35600910 | 250 | 0.15 | 14/ 15 | 10 | 600 | 60 | 540
35600911 | 500 | 0.25 | 19/20 | 10 | 740 | 74 | 666
35600912 | 1000 | 0.4 | 19/20 | 5 | 1160 | 116 | 1044
35600913 | 2000 | 0.6 | 24/25 | 2 | 1790 | 179 | 1611
[6 empty] | 0 | 0
3580-Flasks, Volumetric, With Interchangeable Stopper, Amber, Accuracy As Per Class B ASIL | [5 empty] | 0 | 0
Product Code | Capacity ml | Tolerance ±ml | Stopper Size | Quantity per case | Each Price | #VALUE! | #VALUE!
35800914 | 5 | 0.05 | 10./15 | 5 | 335 | 33.5 | 301.5
35800915 | 10 | 0.05 | 10./15 | 5 | 315 | 31.5 | 283.5
35800916 | 20 | 0.08 | 10./15 | 5 | 315 | 31.5 | 283.5
35800917 | 25 | 0.08 | 10./15 | 10 | 300 | 30 | 270
35800918 | 50 | 0.12 | 10./15 | 10 | 310 | 31 | 279
35800919 | 100 | 0.2 | 14/15 | 10 | 345 | 34.5 | 310.5
35800920 | 200 | 0.3 | 14/15 | 10 | 395 | 39.5 | 355.5
35800921 | 250 | 0.3 | 14/15 | 10 | 405 | 40.5 | 364.5
35800922 | 500 | 0.5 | 19/20 | 10 | 582 | 58.2 | 523.8
35800923 | 1000 | 0.8 | 19/20 | 5 | 920 | 92 | 828
35800924 | 2000 | 1.2 | 24/25 | 2 | 1570 | 157 | 1413
[6 empty] | 0 | 0
3590-Flasks, Volumetric, With Interchangeable Stopper, Amber, Accuracy As Per Class A Of I.S. 915 : 2006, With Works Certificate ASIL | [5 empty] | 0 | 0
Product Code | Capacity ml | Tolerance ±ml | Stopper Size | Quantity per case | Each Price | #VALUE! | #VALUE!
35900925 | 5 | 0.025 | 10./15 | 5 | 860 | 86 | 774
35900926 | 10 | 0.025 | 10./15 | 5 | 750 | 75 | 675
35900927 | 20 | 0.04 | 10./15 | 5 | 750 | 75 | 675
35900928 | 25 | 0.04 | 10./15 | 10 | 690 | 69 | 621
35900929 | 50 | 0.06 | 10./15 | 10 | 665 | 66.5 | 598.5
35900930 | 100 | 0.1 | 14/ 15 | 10 | 650 | 65 | 585
35900931 | 200 | 0.15 | 14/15 | 10 | 900 | 90 | 810
35900932 | 250 | 0.15 | 14/ 15 | 10 | 885 | 88.5 | 796.5
35900933 | 500 | 0.25 | 19/20 | 10 | 1190 | 119 | 1071
35900934 | 1000 | 0.4 | 19/20 | 5 | 1720 | 172 | 1548
35900935 | 2000 | 0.6 | 24/25 | 2 | 2840 | 284 | 2556
3600-Flasks, Volumetric, Sugar Estimation, Without Stopper, To B.S. 675 : 1953, ASIL
Product Code | Capacity ml | Tolerance ±ml | Quantity per case | Each Price | #VALUE! | #VALUE!
36000936 | 100/110 | 47 | 1 | 292 | 29.2 | 262.8
[5 empty] | 0 | 0
3680-Le Chatelier Flask, ASIL |  |  |  |  | 0 | 0
Product Code | Description |  | Quantity per case | Each Price | #VALUE! | #VALUE!
36800937 | For specific gravity test - bulb capacity approx. 250 ml. neck graduated from 0 to 1 ml and 18 to 24 ml in 0.1 ml divisions. |  | 1 | 2200 | 220 | 1980
3700-Funnels, Plain, 60 Angle, Long Stem, ASIL
Product Code | Diameter mm | Quantity per case | Each Price | #VALUE! | #VALUE!
37000938 | 25 | 10 | 68 | 6.8 | 61.2
37000939 | 35 | 10 | 90 | 9 | 81
37000940 | 50 | 10 | 100 | 10 | 90
37000941 | 65 | 10 | 117 | 11.7 | 105.3
37000942 | 75 | 10 | 120 | 12 | 108
37000943 | 100 | 10 | 160 | 16 | 144
|  |  |  | 0 | 0
3720-Funnels, Powder, ASIL |  |  |  | 0 | 0
Product Code | Diameter mm | Quantity per case | Each Price | #VALUE! | #VALUE!
37200944 | 125 | 10 | 340 | 34 | 306
37200945 | 150 | 10 | 365 | 36.5 | 328.5
37200946 | 200 | 4 | 990 | 99 | 891
37200947 | 250 | 4 | 1420 | 142 | 1278
|  |  |  | 0 | 0
3730 - Powder Funnel with Cone, ASIL |  |  |  | 0 | 0
Product Code | Diameter mm | Quantity per case | Each Price | #VALUE! | #VALUE!
37300948 | 125 | 10 | 400 | 40 | 360
37300949 | 150 | 10 | 430 | 43 | 387
37300950 | 200 | 4 | 1100 | 110 | 990
37300951 | 250 | 4 | 1600 | 160 | 1440
3740-Funnels, Separating, Globe Shape, With Soild Stopcock And Interchangeable Stopper, ASIL
Product Code | Capacity ml | Stopper Size | Quantity per case | Each Price | #VALUE! | #VALUE!
37400952 | 125 | 19/20 | 5 | 740 | 74 | 666
37400953 | 250 | 19/20 | 5 | 1000 | 100 | 900
37400954 | 500 | 24/25 | 5 | 1160 | 116 | 1044
37400955 | 1000 | 29/25 | 5 | 1470 | 147 | 1323
37400956 | 2000 | 29/25 | 2 | 2200 | 220 | 1980
37400957 | 5000 | 34/25 | 1 | 6500 | 650 | 5850
[5 empty] | 0 | 0
3800-Funnels, Separating Pear Shape, With soild Stopcock And Interchangeable Stopper, ASIL |  |  |  |  | 0 | 0
Product Code | Capacity ml | Stopper Size | Quantity per case | Each Price | #VALUE! | #VALUE!
38000958 | 60 | 14/15 | 10 | 630 | 63 | 567
38000959 | 125 | 19/20 | 10 | 740 | 74 | 666
38000960 | 250 | 19/20 | 10 | 1000 | 100 | 900
38000961 | 500 | 24/25 | 5 | 1200 | 120 | 1080
38000962 | 1000 | 29/25 | 5 | 1470 | 147 | 1323
38000963 | 2000 | 29/25 | 5 | 2580 | 258 | 2322
[5 empty] | 0 | 0
3820-Funnels, Separating Pear Shape, Fitted With PTFE Key Stopcock Interchangeable Stopper, ASIL |  |  |  |  | 0 | 0
Product Code | Capacity ml | Stopper Size | Quantity per case | Each Price | #VALUE! | #VALUE!
38200964 | 250 | 19/20 | 5 | 1200 | 120 | 1080
38200965 | 500 | 24/25 | 5 | 1400 | 140 | 1260
38200966 | 1000 | 29/25 | 5 | 1750 | 175 | 1575
3840-Funnels, Separating Pear Shape, Fitted With Boroflo Stop-cock With PTFE Key And Glass Stopper, ASIL
Product Code | Capacity ml | Quantity per case | Each Price | #VALUE! | #VALUE!
38400967 | 60 | 10 | 475 | 47.5 | 427.5
38400968 | 125 | 10 | 500 | 50 | 450
38400969 | 250 | 10 | 525 | 52.5 | 472.5
38400970 | 500 | 5 | 740 | 74 | 666
38400971 | 1000 | 5 | 950 | 95 | 855
38400972 | 2000 | 5 | 2200 | 220 | 1980
3980-Pressure Equalising Funnels, Spherical, ASIL
Product Code | Capacity ml | Socket | Cone | Quantity per case | Each Price | #VALUE! | #VALUE!
39800973 | 100 | 19/26 | 19/26 | 2 | 1160 | 116 | 1044
39800974 | 100 | 24/29 | 19/29 | 2 | 1160 | 116 | 1044
39800975 | 100 | 24/29 | 24/29 | 2 | 1160 | 116 | 1044
39800976 | 100 | 29/32 | 29/32 | 2 | 1160 | 116 | 1044
39800977 | 250 | 24/29 | 19/26 | 2 | 1300 | 130 | 1170
39800978 | 250 | 24/29 | 24/29 | 2 | 1300 | 130 | 1170
39800979 | 250 | 29/32 | 29/32 | 2 | 1300 | 130 | 1170
39800980 | 250 | 34/35 | 34/35 | 2 | 1300 | 130 | 1170
39800981 | 500 | 34/35 | 34/35 | 2 | 2150 | 215 | 1935
[6 empty] | 0 | 0
4000-Pressure Equalising Funnels, Cylindrical, ASIL | [5 empty] | 0 | 0
Product Code | Capacity ml | Socket | Cone | Quantity per case | Each Price | #VALUE! | #VALUE!
40000982 | 100 | 24/29 | 19/26 | 1 | 1200 | 120 | 1080
40000983 | 250 | 24/29 | 24/29 | 1 | 1360 | 136 | 1224
40000984 | 500 | 29/32 | 29/32 | 1 | 2100 | 210 | 1890
4020 - Dropping Funnel with Glass Stopcock, ASIL
Product Code | Capacity ml | Neck Joint | Quantity per case | Each Price | #VALUE! | #VALUE!
40200985 | 50 | 14/23 | 5 | 640 | 64 | 576
40200986 | 100 | 19/26 | 5 | 700 | 70 | 630
40200987 | 250 | 24/29 | 5 | 850 | 85 | 765
40200988 | 500 | 24/29 | 5 | 1130 | 113 | 1017
40200989 | 1000 | 29/32 | 5 | 1890 | 189 | 1701
4280-Kettles, Resin Reaction with Lid, ASIL
Product Code | Capacity ml | Body Dia mm | Height mm | Quantity per case | Each Price | #VALUE! | #VALUE!
42800990 | 500 | 95 | 178 | 2 | 7900 | 790 | 7110
42800991 | 1000 | 108 | 178 | 2 | 8950 | 895 | 8055
42800992 | 2000 | 140 | 190 | 2 | 10200 | 1020 | 9180
42800993 | 4000 | 140 | 343 | 2 | 13200 | 1320 | 11880
4340-Pipettes, Artificial Insemination, Cattle, Taper Tip ASIL
Product Code | Length mm | Quantity per case | Each Price | #VALUE! | #VALUE!
43400994 | 450 | 10 | 75 | 7.5 | 67.5
|  |  |  | 0 | 0
4350-Drum Sampling, Pipette ASIL |  |  |  | 0 | 0
Product Code | Length mm | Quantity per case | Each Price | #VALUE! | #VALUE!
43500995 | 1000 | 4 | 320 | 32 | 288
4360-Pipettes, Bacteriological, Graduated, ASIL
Product Code | Capacity ml | Tolerance ± ml | Quantity per case | Each Price | #VALUE! | #VALUE!
43600996 | 1.1 | 0.025 | 10 | 140 | 14 | 126
43600997 | 2.2 | 0.04 | 10 | 160 | 16 | 144
[5 empty] | 0 | 0
4380 - Pipettes, Gerber, Milk ASIL |  |  |  |  | 0 | 0
Product Code | Capacity ml | Tolerance ± ml | Quantity per case | Each Price | #VALUE! | #VALUE!
43800998 | 10.75 | 0.03 | 10 | 140 | 14 | 126
4400-Pipettes, Measuring (Mohr Type), Accuray As Per Class A Of I.S. 4162 : 1985, with Works Certificate ASIL
Product Code | Capacity ml | Graduation Interval ml | Tolerance ± ml | Quantity per case | Each Price | #VALUE! | #VALUE!
44000999 | *0.1 | 0.01 | 0.06 | 10 | 315 | 31.5 | 283.5
44001000 | *0.2 | 0.01 | 0.06 | 10 | 315 | 31.5 | 283.5
44001001 | 1 | 0.01 | 0.06 | 10 | 315 | 31.5 | 283.5
44001002 | *1 | 0.1 | 0.06 | 10 | 315 | 31.5 | 283.5
44001003 | 2 | 0.02 | 0.01 | 10 | 340 | 34 | 306
44001004 | *2 | 0.1 | 0.01 | 10 | 340 | 34 | 306
44001005 | 5 | 0.05 | 0.03 | 10 | 340 | 34 | 306
44001006 | *5 | 0.1 | 0.05 | 10 | 340 | 34 | 306
44001007 | 10 | 0.1 | 0.05 | 10 | 410 | 41 | 369
44001008 | 25 | 0.2 | 0.1 | 10 | 450 | 45 | 405
[6 empty] | 0 | 0
4420-Pipettes, Measuring (Mohr Type), Accuray As Per Class B Of I.S. 4162 : 1985, ASIL | [5 empty] | 0 | 0
Product Code | Capacity ml | Graduation Interval ml | Tolerance ± ml | Quantity per case | Each Price | #VALUE! | #VALUE!
44201009 | *0.1 | 0.01 | 0.01 | 10 | 115 | 11.5 | 103.5
44201010 | *0.2 | 0.01 | 0.01 | 10 | 115 | 11.5 | 103.5
44201011 | 1 | 0.01 | 0.01 | 10 | 105 | 10.5 | 94.5
44201012 | *1 | 0.1 | 0.01 | 10 | 105 | 10.5 | 94.5
44201013 | 2 | 0.02 | 0.02 | 10 | 115 | 11.5 | 103.5
44201014 | *2 | 0.1 | 0.02 | 10 | 115 | 11.5 | 103.5
44201015 | 5 | 0.05 | 0.05 | 10 | 130 | 13 | 117
44201016 | *5 | 0.1 | 0.1 | 10 | 130 | 13 | 117
44201017 | 10 | 0.1 | 0.1 | 10 | 140 | 14 | 126
44201018 | 25 | 0.2 | 0.2 | 10 | 180 | 18 | 162
[6 empty] | 0 | 0
4460-Pipettes, Serological, Class A, With Works Certificate ASIL | [5 empty] | 0 | 0
Product Code | Capacity ml | Graduation Interval ml | Tolerance ± ml | Quantity per case | Each Price | #VALUE! | #VALUE!
44601019 | *0.1 | 0.01 | 0.006 | 10 | 315 | 31.5 | 283.5
44601020 | *0.2 | 0.01 | 0.006 | 10 | 315 | 31.5 | 283.5
44601021 | 1 | 0.01 | 0.006 | 10 | 315 | 31.5 | 283.5
44601022 | 1 | 0.1 | 0.006 | 10 | 315 | 31.5 | 283.5
44601023 | 2 | 0.02 | 0.01 | 10 | 340 | 34 | 306
44601024 | 2 | 0.1 | 0.01 | 10 | 340 | 34 | 306
44601025 | 5 | 0.05 | 0.03 | 10 | 380 | 38 | 342
44601026 | 5 | 0.1 | 0.05 | 10 | 380 | 38 | 342
44601027 | 10 | 0.1 | 0.05 | 10 | 420 | 42 | 378
44601028 | 25 | 0.2 | 0.1 | 10 | 470 | 47 | 423
[6 empty] | 0 | 0
4500-Pipettes, Serological, B Class ASIL | [5 empty] | 0 | 0
Product Code | Capacity ml | Graduation Interval ml | Tolerance ± ml | Quantity per case | Each Price | #VALUE! | #VALUE!
45001029 | *0.1 | 0.01 | 0.01 | 10 | 115 | 11.5 | 103.5
45001030 | *0.2 | 0.01 | 0.01 | 10 | 115 | 11.5 | 103.5
45001031 | 1 | 0.01 | 0.01 | 10 | 105 | 10.5 | 94.5
45001032 | 1 | 0.1 | 0.01 | 10 | 105 | 10.5 | 94.5
45001033 | 2 | 0.02 | 0.02 | 10 | 115 | 11.5 | 103.5
45001034 | 2 | 0.1 | 0.02 | 10 | 115 | 11.5 | 103.5
45001035 | 5 | 0.05 | 0.05 | 10 | 130 | 13 | 117
45001036 | 5 | 0.1 | 0.1 | 10 | 130 | 13 | 117
45001037 | 10 | 0.1 | 0.1 | 10 | 140 | 14 | 126
45001038 | 25 | 0.2 | 0.2 | 10 | 180 | 18 | 162
4540-Pipettes, Transfer, Volumetric, Accuracy As Per Class A Of I.S. 1117 1975, With Works Certificate, ASIL
Product Code | Capacity ml | Tolerance ± ml | Quantity per case | Each Price | #VALUE! | #VALUE!
45401039 | *1 | 0.007 | 10 | 190 | 19 | 171
45401040 | *2 | 0.01 | 10 | 190 | 19 | 171
45401041 | 3 | 0.01 | 10 | 190 | 19 | 171
45401042 | 4 | 0.01 | 10 | 190 | 19 | 171
45401043 | 5 | 0.015 | 10 | 240 | 24 | 216
45401044 | 6 | 0.015 | 10 | 240 | 24 | 216
45401045 | 7 | 0.015 | 10 | 240 | 24 | 216
45401046 | 8 | 0.02 | 10 | 240 | 24 | 216
45401047 | 9 | 0.02 | 10 | 240 | 24 | 216
45401048 | 10 | 0.02 | 10 | 320 | 32 | 288
45401049 | 20 | 0.03 | 10 | 370 | 37 | 333
45401050 | 25 | 0.03 | 10 | 390 | 39 | 351
45401051 | 50 | 0.05 | 10 | 480 | 48 | 432
45401052 | 100 | 0.08 | 10 | 600 | 60 | 540
[5 empty] | 0 | 0
4560-Pipettes, Transfer, Volumetric, Accuracy As Per Class B Of I.S. 1117 1975, ASIL |  |  |  |  | 0 | 0
Product Code | Capacity ml | Tolerance ± ml | Quantity per case | Each Price | #VALUE! | #VALUE!
45601053 | 1 | 0.015 | 10 | 110 | 11 | 99
45601054 | 2 | 0.02 | 10 | 110 | 11 | 99
45601055 | 3 | 0.02 | 10 | 110 | 11 | 99
45601056 | 4 | 0.02 | 10 | 110 | 11 | 99
45601057 | 5 | 0.03 | 10 | 110 | 11 | 99
45601058 | 6 | 0.03 | 10 | 120 | 12 | 108
45601059 | 7 | 0.03 | 10 | 120 | 12 | 108
45601060 | 8 | 0.04 | 10 | 120 | 12 | 108
45601061 | 9 | 0.04 | 10 | 120 | 12 | 108
45601062 | 10 | 0.04 | 10 | 130 | 13 | 117
45601063 | 20 | 0.06 | 10 | 140 | 14 | 126
45601064 | 25 | 0.06 | 10 | 150 | 15 | 135
45601065 | 50 | 0.1 | 10 | 200 | 20 | 180
45601066 | 100 | 0.16 | 10 | 260 | 26 | 234
[5 empty] | 0 | 0
4620-Tilt Measures, with Ground Reservoir ASIL |  |  |  |  | 0 | 0
Product Code | Capacity ml | Reservoir Cap.ml | Quantity per case | Each Price | #VALUE! | #VALUE!
46201067 | 5 | 250 | 2 | 630 | 63 | 567
46201068 | 10 | 250 | 2 | 630 | 63 | 567
46201069 | 20 | 500 | 2 | 740 | 74 | 666
46201070 | 25 | 500 | 2 | 840 | 84 | 756
46201071 | 50 | 1000 | 2 | 950 | 95 | 855
4680-Crucible, Gooch Type, Low From, With Sintered Disc, ASIL
Product Code | Capacity ml | Graduation Interval ml | Tolerance ± ml | Approx Total Height mm | Quantity per case | Each Price | #VALUE! | #VALUE!
46801072 | 15 | 1 | 20 | 44 | 10 | 315 | 31.5 | 283.5
46801073 | 15 | 2 | 20 | 44 | 10 | 315 | 31.5 | 283.5
46801074 | 15 | 3 | 20 | 44 | 10 | 315 | 31.5 | 283.5
46801075 | 15 | 4 | 20 | 44 | 10 | 315 | 31.5 | 283.5
46801076 | 15 | 5 | 20 | 44 | 10 | 400 | 40 | 360
46801077 | 30 | 1 | 30 | 50 | 10 | 420 | 42 | 378
46801078 | 30 | 2 | 30 | 50 | 10 | 420 | 42 | 378
46801079 | 30 | 3 | 30 | 50 | 10 | 420 | 42 | 378
46801080 | 30 | 4 | 30 | 50 | 10 | 420 | 42 | 378
46801081 | 30 | 5 | 30 | 50 | 10 | 520 | 52 | 468
46801082 | 50 | 1 | 40 | 60 | 10 | 500 | 50 | 450
46801083 | 50 | 2 | 40 | 60 | 10 | 500 | 50 | 450
46801084 | 50 | 3 | 40 | 60 | 10 | 500 | 50 | 450
46801085 | 50 | 4 | 40 | 60 | 10 | 500 | 50 | 450
46801086 | 50 | 5 | 40 | 60 | 10 | 600 | 60 | 540
4740-Funnels, Buchner Type With Sintered Disc ASIL
Product Code | Capacity ml | Porosity Grade | Dia of Disc mm | Approx Height mm | Stem Dia mm | Quantity per case | Each Price | #VALUE! | #VALUE!
47401087 | 35 | 1 | 30 | 137 | 8 | 5 | 465 | 46.5 | 418.5
47401088 | 35 | 2 | 30 | 137 | 8 | 5 | 465 | 46.5 | 418.5
47401089 | 35 | 3 | 30 | 137 | 8 | 5 | 465 | 46.5 | 418.5
47401090 | 35 | 4 | 30 | 137 | 8 | 5 | 465 | 46.5 | 418.5
47401091 | 35 | 5 | 30 | 137 | 8 | 5 | 535 | 53.5 | 481.5
47401092 | 80 | 1 | 40 | 149 | 8 | 5 | 840 | 84 | 756
47401093 | 80 | 2 | 40 | 149 | 8 | 5 | 840 | 84 | 756
47401094 | 80 | 3 | 40 | 149 | 8 | 5 | 840 | 84 | 756
47401095 | 80 | 4 | 40 | 149 | 8 | 5 | 840 | 84 | 756
47401096 | 80 | 5 | 40 | 149 | 8 | 5 | 1050 | 105 | 945
47401097 | 200 | 1 | 65 | 205 | 13 | 5 | 1320 | 132 | 1188
47401098 | 200 | 2 | 65 | 205 | 13 | 5 | 1320 | 132 | 1188
47401099 | 200 | 3 | 65 | 205 | 13 | 5 | 1320 | 132 | 1188
47401100 | 200 | 4 | 65 | 205 | 13 | 5 | 1320 | 132 | 1188
47401101 | 200 | 5 | 65 | 205 | 13 | 5 | 1530 | 153 | 1377
47401102 | 500 | 1 | 90 | 255 | 17 | 2 | 3200 | 320 | 2880
47401103 | 500 | 2 | 90 | 255 | 17 | 2 | 3200 | 320 | 2880
47401104 | 500 | 3 | 90 | 255 | 17 | 2 | 3200 | 320 | 2880
47401105 | 500 | 4 | 90 | 255 | 17 | 2 | 3200 | 320 | 2880
47401106 | 500 | 5 | 90 | 255 | 17 | 2 | 4000 | 400 | 3600
47401107 | 1000 | 1 | 120 | 275 | 19 | 2 | 6200 | 620 | 5580
47401108 | 1000 | 2 | 120 | 275 | 19 | 2 | 6200 | 620 | 5580
47401109 | 1000 | 3 | 120 | 275 | 19 | 2 | 6200 | 620 | 5580
47401110 | 1000 | 4 | 120 | 275 | 19 | 2 | 6200 | 620 | 5580
47401111 | 1000 | 5 | 120 | 275 | 19 | 2 | 7600 | 760 | 6840
[8 empty] | 0 | 0
4750 - Buchner Funnels with Cone, ASIL | [7 empty] | 0 | 0
Product Code | Capacity ml | Porosity Grade | Dia of Disc mm | Approx Height mm | Stem Dia mm | Quantity per case | Each Price | #VALUE! | #VALUE!
47501112 | 35 | 1 | 30 | 137 | 8 | 5 | 665 | 66.5 | 598.5
47501113 | 35 | 2 | 30 | 137 | 8 | 5 | 665 | 66.5 | 598.5
47501114 | 35 | 3 | 30 | 137 | 8 | 5 | 665 | 66.5 | 598.5
47501115 | 35 | 4 | 30 | 137 | 8 | 5 | 665 | 66.5 | 598.5
47501116 | 35 | 5 | 30 | 137 | 8 | 5 | 735 | 73.5 | 661.5
47501117 | 80 | 1 | 40 | 149 | 8 | 5 | 1040 | 104 | 936
47501118 | 80 | 2 | 40 | 149 | 8 | 5 | 1040 | 104 | 936
47501119 | 80 | 3 | 40 | 149 | 8 | 5 | 1040 | 104 | 936
47501120 | 80 | 4 | 40 | 149 | 8 | 5 | 1040 | 104 | 936
47501121 | 80 | 5 | 40 | 149 | 8 | 5 | 1250 | 125 | 1125
47501122 | 200 | 1 | 65 | 205 | 13 | 5 | 1520 | 152 | 1368
47501123 | 200 | 2 | 65 | 205 | 13 | 5 | 1520 | 152 | 1368
47501124 | 200 | 3 | 65 | 205 | 13 | 5 | 1520 | 152 | 1368
47501125 | 200 | 4 | 65 | 205 | 13 | 5 | 1520 | 152 | 1368
47501126 | 200 | 5 | 65 | 205 | 13 | 5 | 1730 | 173 | 1557
47501127 | 500 | 1 | 90 | 255 | 17 | 2 | 3500 | 350 | 3150
47501128 | 500 | 2 | 90 | 255 | 17 | 2 | 3500 | 350 | 3150
47501129 | 500 | 3 | 90 | 255 | 17 | 2 | 3500 | 350 | 3150
47501130 | 500 | 4 | 90 | 255 | 17 | 2 | 3500 | 350 | 3150
47501131 | 500 | 5 | 90 | 255 | 17 | 2 | 4300 | 430 | 3870
47501132 | 1000 | 1 | 120 | 275 | 19 | 2 | 6500 | 650 | 5850
47501133 | 1000 | 2 | 120 | 275 | 19 | 2 | 6500 | 650 | 5850
47501134 | 1000 | 3 | 120 | 275 | 19 | 2 | 6500 | 650 | 5850
47501135 | 1000 | 4 | 120 | 275 | 19 | 2 | 6500 | 650 | 5850
47501136 | 1000 | 5 | 120 | 275 | 19 | 2 | 7900 | 790 | 7110
[8 empty] | 0 | 0
4760-Pipeline Filters, ASIL | [7 empty] | 0 | 0
Product Code | Capacity ml | Porosity Grade | Dia of Disc mm | Approx Height mm | Stem Dia mm | Quantity per case | Each Price | #VALUE! | #VALUE!
47601137 | 30 | 1 | 30 | 125 | 9 | 5 | 520 | 52 | 468
47601138 | 30 | 2 | 30 | 125 | 9 | 5 | 520 | 52 | 468
47601139 | 30 | 3 | 30 | 125 | 9 | 5 | 520 | 52 | 468
47601140 | 30 | 4 | 30 | 125 | 9 | 5 | 520 | 52 | 468
47601141 | 30 | 5 | 30 | 125 | 9 | 5 | 640 | 64 | 576
47601142 | 65 | 1 | 65 | 210 | 13 | 5 | 1800 | 180 | 1620
47601143 | 65 | 2 | 65 | 210 | 13 | 5 | 1850 | 185 | 1665
47601144 | 65 | 3 | 65 | 210 | 13 | 5 | 1850 | 185 | 1665
47601145 | 65 | 4 | 65 | 210 | 13 | 5 | 1850 | 185 | 1665
47601146 | 65 | 5 | 65 | 210 | 13 | 5 | 2300 | 230 | 2070
47601147 | 90 | 1 | 90 | 320 | 17 | 5 | 3680 | 368 | 3312
47601148 | 90 | 2 | 90 | 320 | 17 | 5 | 3680 | 368 | 3312
47601149 | 90 | 3 | 90 | 320 | 17 | 5 | 3680 | 368 | 3312
47601150 | 90 | 4 | 90 | 320 | 17 | 5 | 3680 | 368 | 3312
47601151 | 90 | 5 | 90 | 320 | 17 | 5 | 4890 | 489 | 4401
4800-Tubes, Filter, for Gooch Crucibles, ASIL
Product Code | Approx O.D. x Length mm | Quantity per case | Each Price | #VALUE! | #VALUE!
48001152 | 27 x 150 | 5 | 136 | 13.6 | 122.4
48001153 | 36x160 | 5 | 190 | 19 | 171
48001154 | 56 x 170 | 10 | 295 | 29.5 | 265.5
|  |  |  | 0 | 0
5320 - Stopper, Hexagonal Interchangeable Ground Joint, ASIL |  |  |  | 0 | 0
Product Code | Capacity ml | Quantity per case | Each Price | #VALUE! | #VALUE!
53201155 | 14/23 | 20 | 60 | 6 | 54
53201156 | 19/26 | 20 | 65 | 6.5 | 58.5
53201157 | 24/29 | 10 | 70 | 7 | 63
53201158 | 29/32 | 10 | 80 | 8 | 72
53201159 | 34/35 | 10 | 110 | 11 | 99
53201160 | 45/40 | 10 | 190 | 19 | 171
53201161 | 55/44 | 5 | 300 | 30 | 270
|  |  |  | 0 | 0
5400-Stopper,lnterchangeable Ground Joint, Soild Stopper ASIL |  |  |  | 0 | 0
Product Code | Bore of Stopper mm | Quantity per case | Each Price | #VALUE! | #VALUE!
54001162 | 10./19 | 20 | 85 | 8.5 | 76.5
54001163 | 14/23 | 20 | 85 | 8.5 | 76.5
54001164 | 19/26 | 10 | 96 | 9.6 | 86.4
54001165 | 24/29 | 10 | 110 | 11 | 99
54001166 | 29/32 | 10 | 146 | 14.6 | 131.4
54001167 | 34/35 | 10 | 245 | 24.5 | 220.5
54001168 | 45/40 | 10 | 365 | 36.5 | 328.5
54001169 | 55/44 | 5 | 610 | 61 | 549
5500- Centrifuge, Tubes, Conical Bottom Plain ASIL
Product Code | Capacity ml | Approx O.D. x Length mm | Quantity per case | Each Price | #VALUE! | #VALUE!
5501170 | 15 | 17 x 120 | 20 | 47 | 4.7 | 42.3
[5 empty] | 0 | 0
5520- Centrifuge, Tubes, Conical Bottom Graduated, ASIL |  |  |  |  | 0 | 0
Product Code | Capacity ml | Approx O.D. x Length mm | Quantity per case | Each Price | #VALUE! | #VALUE!
55201171 | 15 | 17 x 120 | 20 | 95 | 9.5 | 85.5
55201172 | 50 | 29 x 135 | 20 | 200 | 20 | 180
[5 empty] | 0 | 0
5560-Centrifuge, Tubes, Conical Bottom Graduated, With Stopper, ASIL |  |  |  |  | 0 | 0
Product Code | Capacity ml | Approx O.D. x Length mm | Quantity per case | Each Price | #VALUE! | #VALUE!
55601173 | 15 | 17x139 | 20 | 270 | 27 | 243
55601174 | 50 | 29 x 161 | 10 | 365 | 36.5 | 328.5
5620 - Centrifuge Vessel, ( SPHERICAL), ASIL
Product Code | Capacity ml | Height mm | Each Price | #VALUE! | #VALUE!
56201175 | 100 | 157 | 900 | 90 | 810
5660-Blood Sugar, Tubes, ASIL
Product Code | Capacity ml | Approx O.D. x Length mm | Quantity per case | Each Price | #VALUE! | #VALUE!
56601176 | 25 | 20x215 | 10 | 190 | 19 | 171
The tube is engraved at 12.5 ml and 25 ml
5780 - Mojonnier-type fat-extraction flasks, ASIL
Product Code | Capacity ml | Quantity per case | Each Price | #VALUE! | #VALUE!
57801177 | 50 | 2 | 800 | 80 | 720
|  |  |  | 0 | 0
5820 - Nakazona Reductor, ASIL |  |  |  | 0 | 0
Product Code | Capacity ml | Quantity per case | Each Price | #VALUE! | #VALUE!
58201178 | 500 | 1 | 3000 | 300 | 2700
5860-Reflux Assembly, ASIL
Product Code | Components |  | Quantity per case | Each Price | #VALUE! | #VALUE!
58601179 | R.B. flask 100 ml, Liebig condenser, 300 mm |  | 1 | 850 | 85 | 765
58601180 | R.B. flask 250 ml, Libig condenser, 400 mm |  | 1 | 900 | 90 | 810
58601181 | R.b. flask 500 ml, Libig condenser, 500 mm |  | 1 | 1000 | 100 | 900
[5 empty] | 0 | 0
5900-Reflux Assembly, ASIL |  |  |  |  | 0 | 0
Product Code | Components |  | Quantity per case | Each Price | #VALUE! | #VALUE!
59001182 | R.B. flask 1000 ml, (24/29 neck). Reversible Condenser |  | 1 | 1130 | 113 | 1017
59001183 | R.B. flask 1000 ml, (34/35 neck), Reversible Condenser |  | 1 | 1325 | 132.5 | 1192.5
[5 empty] | 0 | 0
6060-Distillation Assembly, ASIL |  |  |  |  | 0 | 0
Product Code | Components |  | Quantity per case | Each Price | #VALUE! | #VALUE!
60601184 | R.B. flask, 2000 ml, Splash head, Double surface condenser, 200 mm, Receiver adapter |  | 1 | 3500 | 350 | 3150
[5 empty] | 0 | 0
6080-Distillation Assembly, ASIL |  |  |  |  | 0 | 0
Product Code | Components |  | Quantity per case | Each Price | #VALUE! | #VALUE!
60801185 | R.B. flask, 500 ml, Stillhead Liebig condenser, 400 mm, Receiver adapter, Separating funnel, 100 ml. Stopper |  | 1 | 2760 | 276 | 2484
[5 empty] | 0 | 0
6100-Distillation Assembly, ASIL |  |  |  |  | 0 | 0
Product Code | Components |  | Quantity per case | Each Price | #VALUE! | #VALUE!
61001186 | R.B. flask, 1000 ml Recovery bend, Thorpe condenser, 200 mm Receiver Adapter |  | 1 | 3950 | 395 | 3555
[5 empty] | 0 | 0
6120-Distillation Assembly, ASIL |  |  |  |  | 0 | 0
Product Code | Components |  | Quantity per case | Each Price | #VALUE! | #VALUE!
61201187 | R.B. flask, 250 ml. Recovery bend, Liebig Condenser, 200 mm Receiver adapter |  | 1 | 1430 | 143 | 1287
[5 empty] | 0 | 0
6280-Vacuum Distillation Assembly, ASIL |  |  |  |  | 0 | 0
Product Code | Components |  | Quantity per case | Each Price | #VALUE! | #VALUE!
62801188 | R.B. flask, 1000 ml, Recovery bend. Jacketed coil condenser, 150 mm, Receiver adapter, bent with vent, R.B. flask, 250 ml |  | 1 | 4250 | 425 | 3825
[5 empty] | 0 | 0
6300-Kjeldhal Distillation Assembly, ASIL |  |  |  |  | 0 | 0
Product Code | Components |  | Quantity per case | Each Price | #VALUE! | #VALUE!
63001189 | R.B. flask, 1000 ml, Multiple adapter, two necks, Splash head, vertical, Liebig condenser, 400 mm. Receiver adapter, Separating funnel, 100 ml |  | 1 | 3700 | 370 | 3330
[5 empty] | 0 | 0
6320-Kjeldhal Distillation Assembly, ASIL |  |  |  |  | 0 | 0
Product Code | Components |  | Quantity per case | Each Price | #VALUE! | #VALUE!
63201190 | Kjeldahl flask 800 ml, Multiple adapter, two necks, Splash head, vertical, Liebig condenser, 400 mm. Receiver adapter. Separating funnel, 100 ml |  | 1 | 4250 | 425 | 3825
6400-Gas Evolution Assembly, ASIL
Product Code | Components | Quantity per case | Each Price | #VALUE! | #VALUE!
64001191 | Conical flask, 1000 ml. Adapter with T connection, Separating funnel, 500 ml, Stopper | 1 | 3200 | 320 | 2880
|  |  |  | 0 | 0
6440-Gas Evolution Assembly, ASIL |  |  |  | 0 | 0
Product Code | Components | Quantity per case | Each Price | #VALUE! | #VALUE!
64401192 | Conical flask, 500 ml, Separating funnel, 100 ml | 1 | 1800 | 180 | 1620
|  |  |  | 0 | 0
6460-Steam Distillation Assembly, ASIL |  |  |  | 0 | 0
Product Code | Components | Quantity per case | Each Price | #VALUE! | #VALUE!
64601193 | R.B. flask, two necks 500 ml Splash head, Liebig condenser, 200mm, Receiver adapter, Air leak tube | 1 | 2860 | 286 | 2574
|  |  |  | 0 | 0
6480-Steam Distillation Assembly, ASIL |  |  |  | 0 | 0
Product Code | Components | Quantity per case | Each Price | #VALUE! | #VALUE!
64801194 | R.B. flask, 500 ml, Stillhead Air leak tube, Liebig condenser 400 mm, Receiver adapter | 1 | 2750 | 275 | 2475
|  |  |  | 0 | 0
6520-Steam Distillation Assembly, ASIL |  |  |  | 0 | 0
Product Code | Components | Quantity per case | Each Price | #VALUE! | #VALUE!
65201195 | R.B. flask, 1000 ml. Multiple adapter two necks. Air leak tube, bent. Recovery bend, Jacketed coil condenser, 150 mm Receiver adapter | 1 | 3900 | 390 | 3510
|  |  |  | 0 | 0
6620-Recovery Assembly, ASIL |  |  |  | 0 | 0
Product Code | Components | Quantity per case | Each Price | #VALUE! | #VALUE!
66201196 | R.B. flask, 250 ml, Multiple adapter, two necks, Recovery bend, liebig condenser, 400 mm Receiver adapter, Separating funnel, 100 ml | 1 | 3200 | 320 | 2880
|  |  |  | 0 | 0
6860 - Arsenic Determination Apparatus, ASIL |  |  |  | 0 | 0
Product Code | Components | Quantity per case | Each Price | #VALUE! | #VALUE!
68601199 | Comprising of 100ml Conical Flask with ball joint | 1 | 2700 | 270 | 2430
|  |  |  | 0 | 0
6880-Arsenic Determination Apparatus, Gutzeit, ASIL |  |  |  | 0 | 0
Product Code | Components | Quantity per case | Each Price | #VALUE! | #VALUE!
68801197 | Comprising of 100 ml, bottle and inner fitting. The arsenic tube is in two parts with ground flange ends and can be connected together by means of a spring of rubber band. | 1 | 2200 | 220 | 1980
|  |  |  | 0 | 0
6920-Particle Size Determination Apparatus, Sedimentation Pipette ASIL |  |  |  | 0 | 0
Product Code | Components | Quantity per case | Each Price | #VALUE! | #VALUE!
69201198 | Sedimentation pipette, Andreasen Comprising of 550 ml glass cylinder graduated from 0 to 20 cm and an inner fitting with a pipette. The Pipette capacity is 10 ml and it is provided with a 3-way stopcock for drainage into a weighed dish. | 1 | 3800 | 380 | 3420
|  |  |  | 0 | 0
7040-Distilling Apparatus, Dean And Stark, Moisture Test, (As Per I.P. Specifications), ASIL |  |  |  | 0 | 0
Product Code | Cacpity of Receiver ml | Quantity per case | Each Price | #VALUE! | #VALUE!
70401199 | 10 | 2 | 2150 | 215 | 1935
|  |  |  | 0 | 0
7050 - Receiver for Dean and Stark, ASIL |  |  |  | 0 | 0
Product Code | Cacpity of Receiver ml | Quantity per case | Each Price | #VALUE! | #VALUE!
70501200 | 10 | 2 | 1200 | 120 | 1080
|  |  |  | 0 | 0
7060 - Monier WiMiamps Apparatus (Sulfur Dioxide Assembly) ASIL |  |  |  | 0 | 0
Product Code | Cacpity ml | Quantity per case | Each Price | #VALUE! | #VALUE!
70601201 | 1000 | 1 | 7000 | 700 | 6300
|  |  |  | 0 | 0
7080 - Inter Granular Corrosion (IGC) Apparatus, ASIL |  |  |  | 0 | 0
Product Code | Cacpity ml | Quantity per case | Each Price | #VALUE! | #VALUE!
70801202 | IGC- 1000ml | 1 | 3600 | 360 | 3240
| Erienmeyer Flask |  |  | 0 | 0
| with 45/40 joint |  |  | 0 | 0
| Silicon Stopcock |  |  | 0 | 0
| Grease, Allihn |  |  | 0 | 0
| Condenser 4 Bulbs |  |  | 0 | 0
| 45/50 joint. Cooling |  |  | 0 | 0
| Water In/Out Pipes, |  |  | 0 | 0
| Glass Cradle |  |  | 0 | 0
|  |  |  | 0 | 0
7120-Kjeldahl Distillation Assembly, ASIL |  |  |  | 0 | 0
Product Code | Components | Quantity per case | Each Price | #VALUE! | #VALUE!
71201203 | Kjeldhal flask 500 ml. Multiple andapte two necks. Dropping funnel 50 ml. Dropping funnel plug, Splash head, vertical Liebig condenser 200 mm Receiver adapter | 1 | 5000 | 500 | 4500
| Kjeldahl flask 500 ml Multiple adapter, two necks Dropping funnel 50 ml, Dropping funnel plug Splash head. Vertical Liebig condenser 200 mm Joint clip S 19 | 1 | 5000 | 500 | 4500
|  |  |  | 0 | 0
7140-Markham Semi-Micro Distillation Unit, ASIL |  |  |  | 0 | 0
Product Code | Components | Quantity per case | Each Price | #VALUE! | #VALUE!
71401204 | Markham still body. Funnel plug. Liebig condenser 200 mm. Joint clip, S 19 | 1 | 6350 | 635 | 5715
| Markham still body. Funnel plug. Liebig condenser 200 mm, Receiver adapter | 1 | 7100 | 710 | 6390
|  |  |  | 0 | 0
7200-Parnas & Wagner Apparatus (Standard Type) ASIL |  |  |  | 0 | 0
Product Code | Cacpity ml | Quantity per case | Each Price | #VALUE! | #VALUE!
72001205 | Steam generating flask, 1000 ml. Steam trap, Vacuum jacketed flask, Funnel with pinch cock, Condenser body Condenser inner tube (glass) Receiving flask 250 ml, Stand, clamps and burner as suggested B.S.S. | 1 | 15000 | 1500 | 13500
|  |  |  | 0 | 0
7200-A Vaccum Jacketed, flask for Parnas Wagner Apparatus, ASIL |  |  |  | 0 | 0
Product Code | Components | Quantity per case | Each Price | #VALUE! | #VALUE!
72001206 | Flask for rubber tube connection | 1 | 3900 | 390 | 3510
7210 - Volatile Acid Determination Apparatus, ASIL
Product Code | Components |  | Quantity per case | Each Price | #VALUE! | #VALUE!
72101207 | Polenske and Reichertmeissl For the determination of Soluble and insoluble volatile acids in fats and oils. For analysis of butter ane butter fats. Comprising of 300ml flask still head, condenser and receiver flask graduated at 100 and 110ml |  | 1 | 1500 | 150 | 1350
| Comprising of the parts of same as above but complete with stand, clamps and burner |  | 1 | 3700 | 370 | 3330
[5 empty] | 0 | 0
7220-Essential Oil Determination Apparatus, ASIL |  |  |  |  | 0 | 0
Product Code | Components |  | Quantity per case | Each Price | #VALUE! | #VALUE!
72201208 | Cocking and middleton - For the determination of volatile oil in drugs - comprising of 1000 ml flask and vertical tube combined with condenser and measuring tube with stopcock. A return tube for the aqueous part of the distillate connects the bottom of the measuring tube and the vertical tube |  | 1 | 5830 | 583 | 5247
7240-Essential Oil Determination Apparatus, ASIL
Product Code | Components | Quantity per case | Each Price | #VALUE! | #VALUE!
72401209 | Clevenger - For the determination of volatile oil lighter than water Comprising of 1000 ml flask, oil separatory tube and condenser | 1 | 5000 | 500 | 4500
|  |  |  | 0 | 0
7260-Essential Oil Determination Apparatus, ASIL |  |  |  | 0 | 0
Product Code | Components | Quantity per case | Each Price | #VALUE! | #VALUE!
72601210 | Clevernger - For the determination of volatile oil heavier than water Comprising of 1000 ml flask, oil separatory tube and condenser | 1 | 5000 | 500 | 4500
|  |  |  | 0 | 0
7310 - Large Size Extraction Apparatus, ASIL |  |  |  | 0 | 0
Product Code | Components |  | Each Price | #VALUE! | #VALUE!
73101211 | Extractor with integral 75mm flange 600ml, R.B Flask 2000ml, Double Surface Condenser 200mm |  | 10500 | 1050 | 9450
73101212 | Extractor with integral 100mm flange 1000ml, R.B Flask 3000ml, Double Surface Condenser 200mm |  | 17500 | 1750 | 15750
73101213 | Extractor with integral 100mm flange 2000ml, R.B Flask 5000ml, Double Surface Condenser 230mm |  | 28000 | 2800 | 25200
7340-Gas Analysis Apparatus, 3 Test, Orsat ASIL
Product Code | Components |  | Quantity per case | Each Price | #VALUE! | #VALUE!
73401214 | For the analysis of C02, CO and O2 Comprising of levelling bottle, 100 ml gas burette with outer jacket, three absorption pipettes (two filled with glass tubes and one with copper spiral and glass tubes), 3-test manifold, calcium chloride tube and rubber bellow. In woodencase with sliding doors. |  | 1 | 23350 | 2335 | 21015
[5 empty] | 0 | 0
7360-Analysis Apparatus, 4-Test, Orsat, ASIL |  |  |  |  | 0 | 0
Product Code | Components |  | Quantity per case | Each Price | #VALUE! | #VALUE!
73601215 | Similar to 7340 in general design but with four pipettes and a palladium asbestos tube. This is ,for the2 analysis of CO, CO, 0, H and nitrogen (by dHferecnce). Comprising of levelling bottle, 100 ml, gas burette with outer jacket four absorption pipettes (Two filled with glass tubes, one filled with copper spiral and glass tubes and the other plain). Palladium asbestos tube, adjustable spirit lamp, 4-test manifold, calcium chloride tube and rubber bellow, in wooden case with sliding doors. |  | 1 | 26500 | 2650 | 23850
[5 empty] | 0 | 0
7380-Gas Analysis Apparatus, with Bubbling Pipettes ASIL |  |  |  |  | 0 | 0
Product Code | Components |  | Quantity per case | Each Price | #VALUE! | #VALUE!
73801216 | Similar to 7340 in general design but the pipettes are valveless automatic bubbing type and the manifold is provided with 120 stopcocks. Comprising of levellling bottle, 100 ml gas burette with outer jacket, three bubbling type pipettes, manifold and rubber bellow. In wooden case with sliding doors. |  | 1 | 3000 | 300 | 2700
7440-Gas Sampling Tubes, Straight Bore Stopcock, ASIL
Product Code | Cacpity ml | Quantity per case | Each Price | #VALUE! | #VALUE!
74401217 | 125 | 5 | 470 | 47 | 423
74401218 | 250 | 5 | 585 | 58.5 | 526.5
74401219 | 500 | 5 | 830 | 83 | 747
74401220 | 1000 | 5 | 1480 | 148 | 1332
7480-Water Still, ASIL
Product Code | Description |  | Quantity per case | Each Price | #VALUE! | #VALUE!
74801221 | Single Distillation All Glass Water Still constructed in Borosilicate Glass with 2 KW Quartz Tube Heater - Complete with interchangeable parts capable of producing 2 liters of Distilled Water per hour. Supplied with Base stand & Power Cord |  | 1 | 23350 | 2335 | 21015
| Single Distillation All Glass Water Still constructed in Borosilicate Glass with 3.5 KW Quartz Tube Heater -Complete with interchangeable parts capable of producing 4 liters of Distilled Water per hour. Supplied with Base stand & Power Cord |  | 1 | 36000 | 3600 | 32400
7500-Water Still, ASIL
Product Code | Description |  | Quantity per case | Each Price | #VALUE! | #VALUE!
75001222 | Double Distillation All Glass Water Still constructed in Borosilicate Glass with 2 KW + 2 KW Quartz Tube Heater - Complete with interchangeable parts capable of producing 2 liters of Pure Water per hour. Supplied with Base stand& Power Cord. |  | 1 | 38200 | 3820 | 34380
| Double Distillation All Glass Water Still constructed in Borosilicate Glass with 3.5 KW + 3.5 KW Quartz Tube Heater - Complete with interchangeable parts capable of producing 4 liters of Pure Distilled Water per hour. Supplied with Base stand & Power Cord. |  | 1 | 72000 00 | #VALUE! | #VALUE!
7580-Distilling Apparatus, With Graham Condenser, Interchangeable Joint, Interchangeable Stopper, ASIL
Product Code | Capacity ml | Condenser Jacket mm | Interchangeable Joint | Quantity Per case | Each price | #VALUE! | #VALUE!
75801223 | 500 | 200 | 19/26 | 2 | 2650 | 265 | 2385
7600-Distilling Apparatus, Ammonia, With Graham Condenser, Interchangeable Joints, ASIL
Product Code | Capacity ml | Quantity Per case | Each price | #VALUE! | #VALUE!
76001224 | 500 | 2 | 2650 | 265 | 2385
7610-Distilling Apparatus, With Friedrichs Condenser, Interchangeable Joint, Interchangeable Stopper, ASIL
Product Code | Capacity ml | Condenser Jacket mm | Interchangeable Joint | Quantity Per case | Each price | #VALUE! | #VALUE!
76101225 | 2000 | 350 | 24/29 | 2 | 3200 | 320 | 2880
[6 empty] | 0 | 0
7620-Oistilling Apparatus, Compact With Friedrichs Condenser, Interchangeable Joint, ASIL | [5 empty] | 0 | 0
Product Code | Capacity ml | Overall Height mm | Interchangeable Joint | Quantity Per case | Each price | #VALUE! | #VALUE!
76201226 | 1000 | 495 | 34/35 | 2 | 32000 | 3200 | 28800
[6 empty] | 0 | 0
7630 - Test Tubes Graduated with Interchangeable Stopper, ASIL | [5 empty] | 0 | 0
Product Code | Capacity ml | Approx OD x Height mm | Stopper Size | Quantity Per Case | Each Price | #VALUE! | #VALUE!
76301227 | 10 | 17x160 | 2019-10-01 | 10 | 130 | 13 | 117
76301228 | 15 | 15x150 | 14/15 | 10 | 140 | 14 | 126
76301229 | 20 | 19x160 | 14/15 | 10 | 150 | 15 | 135
76301230 | 30 | 25x155 | 19/26 | 10 | 200 | 20 | 180
76301231 | 50 | 25x200 | 19/26 | 10 | 230 | 23 | 207
76301232 | 100 | 34x210 | 24/25 | 10 | 370 | 37 | 333
7640-Test Tubes With Rim, ASIL
Product Code | Approx OD x Height mm | Quantity Per Case | Each Price | #VALUE! | #VALUE!
76401233 | 10x75 | 100 | 7.35 | 0.735 | 6.615
76401234 | 12x75 | 100 | 7.9 | 0.79 | 7.11
76401235 | 12 x 100 | 100 | 11 | 1.1 | 9.9
76401236 | 15x 125 | 100 | 13 | 1.3 | 11.7
76401237 | 15x 150 | 100 | 15 | 1.5 | 13.5
76401238 | 18 x 150 | 100 | 16.5 | 1.65 | 14.85
76401239 | 25 x 100 | 100 | 21.5 | 2.15 | 19.35
76401240 | 25 x 150 | 50 | 25 | 2.5 | 22.5
76401241 | 25 x 200 | 50 | 33 | 3.3 | 29.7
76401242 | 32 x 200 | 50 | 49 | 4.9 | 44.1
76401243 | 38 x 200 | 50 | 60 | 6 | 54
|  |  |  | 0 | 0
7660-Test Tubes, Without Rim, ASIL |  |  |  | 0 | 0
Product Code | Approx OD x Height mm | Quantity Per Case | Each Price | #VALUE! | #VALUE!
76601244 | 10x75 | 100 | 7.35 | 0.735 | 6.615
76601245 | 12x75 | 100 | 7.9 | 0.79 | 7.11
76601246 | 12 x 100 | 100 | 11 | 1.1 | 9.9
76601247 | 15x 125 | 100 | 13 | 1.3 | 11.7
76601248 | 15 x 150 | 100 | 15 | 1.5 | 13.5
76601249 | 16 x 100 | 100 | 14 | 1.4 | 12.6
76601250 | 18 x 150 | 100 | 16.5 | 1.65 | 14.85
76601251 | 25 x 100 | 100 | 21 | 2.1 | 18.9
76601252 | 25 x 150 | 100 | 25 | 2.5 | 22.5
76601253 | 25 x 200 | 50 | 33 | 3.3 | 29.7
76601254 | 32 x 200 | 50 | 49 | 4.9 | 44.1
76601255 | 38 x 200 | 50 | 60 | 6 | 54
7662-Test Tubes, AMBER, Stoppered, ASIL
Product Code | Cap.ml | Ht x Dia mm | Joint | Each Price | #VALUE! | #VALUE!
76621256 | 10 | 150x14 | 10/15- | 220 | 22 | 198
76621257 | 15 | 150x16 | 14/15 | 230 | 23 | 207
76621258 | 20 | 150x18 | 14/15 | 310 | 31 | 279
76621259 | 30 | 150x24 | 19/20 | 400 | 40 | 360
76621260 | 40 | 150x28 | 24/25 | 520 | 52 | 468
76621261 | 50 | 175x28 | 24/25 | 580 | 58 | 522
7665 - Test Tube with Interchangeble Stopper, ASIL
Product Code | Capacity ml | Approx OD x Height mm | Stopper Size | Quantity Per Case | Each Price | #VALUE! | #VALUE!
76651262 | 10 | 17x169 | 2015-10-01 | 10 | 125 | 12.5 | 112.5
76651263 | 15 | 15x150 | 14/15 | 10 | 130 | 13 | 117
76651264 | 20 | 19x160 | 14/15 | 10 | 140 | 14 | 126
76651265 | 30 | 25x155 | 19/26 | 10 | 190 | 19 | 171
76651266 | 50 | 25x200 | 19/26 | 10 | 220 | 22 | 198
76651267 | 100 | 34x210 | 24/25 | 10 | 350 | 35 | 315
7666- Test Tubes with Screw Cap Clear, ASIL
Product Code | Capacity ml | Approx OD x Height mm | Quantity Per Case | Each Price | #VALUE! | #VALUE!
76661268 | 10 | 17x160 | 10 | 90 | 9 | 81
76661269 | 15 | 15x150 | 10 | 90 | 9 | 81
76661270 | 20 | 19x160 | 10 | 100 | 10 | 90
76661271 | 30 | 25x155 | 10 | 140 | 14 | 126
76661272 | 50 | 25x200 | 10 | 150 | 15 | 135
76661273 | 100 | 34x210 | 10 | 280 | 28 | 252
[5 empty] | 0 | 0
7670 - Test Tube with Screw Cap Amber ASIL |  |  |  |  | 0 | 0
Product Code | Capacity ml | Approx OD x Height mm | Quantity Per Case | Each Price | #VALUE! | #VALUE!
76701274 | 10 | 17x160 | 10 | 220 | 22 | 198
76701275 | 15 | 15x150 | 10 | 230 | 23 | 207
76701276 | 20 | 19x160 | 10 | 310 | 31 | 279
76701277 | 30 | 25x155 | 10 | 400 | 40 | 360
76701278 | 50 | 25x200 | 10 | 520 | 52 | 468
76701279 | 100 | 34x210 | 10 | 580 | 58 | 522
7675 - Test Tubes Graduated with Interchangeable Stopper Amber, ASIL
Product Code | Capacity ml | Approx OD x Height mm | Stopper Size | Quantity Per Case | Each Price | #VALUE! | #VALUE!
76751280 | 10 | 17x160 | 2019-10-01 | 10 | 250 | 25 | 225
76751281 | 15 | 15x150 | 14/15 | 10 | 260 | 26 | 234
76751282 | 20 | 19x160 | 14/15 | 10 | 350 | 35 | 315
76751283 | 30 | 25x155 | 19/26 | 10 | 430 | 43 | 387
76751284 | 50 | 25x200 | 19/26 | 10 | 570 | 57 | 513
76751285 | 100 | 34x210 | 24/25 | 10 | 620 | 62 | 558
7680-Tubes, Culture, Media, Round Bottom, With Screw Cap And Rubber Liner, ASIL
Product Code | Capacity ml | Approx OD x Height mm | Quantity Per Case | Each Price | #VALUE! | #VALUE!
76801286 | 5 | 16 x75 | 50 | 42 | 4.2 | 37.8
76801287 | 10 | 16x 125 | 50 | 50 | 5 | 45
76801288 | 30 | 25 x 100 | 50 | 65 | 6.5 | 58.5
76801289 | 60 | 25 x 200 | 50 | 65 | 6.5 | 58.5
76801290 | 150 | 38 x 200 | 50 | 280 | 28 | 252
[5 empty] | 0 | 0
7685-Tubes, Culture, Amber, Media, Round Bottom, with Screw Cap and Rubber Liner ASIL |  |  |  |  | 0 | 0
Product Code | Capacity ml | Approx OD x Height mm | Quantity Per Case | Each Price | #VALUE! | #VALUE!
76851291 | 5 | 16x75 | 100 | 85 | 8.5 | 76.5
76851292 | 10 | 16x125 | 100 | 115 | 11.5 | 103.5
76851293 | 30 | 25x100 | 100 | 130 | 13 | 117
76851294 | 60 | 25 x 200 | 50 | 165 | 16.5 | 148.5
76851295 | 150 | 38 x 200 | 50 | 750 | 75 | 675
7690 - Stirrer, ASIL
Product Code | Approx OD x Height mm | Quantity Per Case | Each Price | #VALUE! | #VALUE!
76901296 | 8x200 | 20 | 38 | 3.8 | 34.2
76851297 | 8x305 | 20 | 48 | 4.8 | 43.2
76851298 | 10x300 | 20 | 60 | 6 | 54
76851299 | 10x450 | 20 | 80 | 8 | 72
76851300 | 12x300 | 20 | 100 | 10 | 90
76851301 | 12x450 | 20 | 130 | 13 | 117
7700-Tubes, Culture, Media, Flat Bottom, With Screw Cap And Rubber Liner, ASIL
Product Code | Capacity ml | Approx OD x Height mm | Quantity Per Case | Each Price | #VALUE! | #VALUE!
77001302 | 5 | 16x50 | 50 | 42 | 4.2 | 37.8
77001303 | 15 | 25x57 | 50 | 50 | 5 | 45
77001304 | 30 | 25x95 | 50 | 65 | 6.5 | 58.5
77001305 | 50 | 25x145 | 50 | 70 | 7 | 63
[5 empty] | 0 | 0
7705-Tubes, Culture, Amber, Media, Flat Bottom, with Screw Cap And Rubber Liner ASIL |  |  |  |  | 0 | 0
Product Code | Capacity ml | Approx OD x Height mm | Quantity Per Case | Each Price | #VALUE! | #VALUE!
77051306 | 5 | 16x50 | 100 | 85 | 8.5 | 76.5
77051307 | 10 | 25x50 | 100 | 120 | 12 | 108
77051308 | 15 | 25x57 | 100 | 110 | 11 | 99
77051309 | 20 | 25x72 | 100 | 130 | 13 | 117
77051310 | 30 | 25x95 | 100 | 145 | 14.5 | 130.5
7710- Filter Pump ASIL
Product Code | Description | Quantity Per Case | Each Price | #VALUE! | #VALUE!
77101311 | University Collage Pattern | 10 | 380 | 38 | 342
|  |  |  | 0 | 0
7720-lmpinger Inner fitting with Drawn out Tip,tubes ASIL |  |  |  | 0 | 0
Product Code | Capacity ml | Quantity Per Case | Each Price | #VALUE! | #VALUE!
77201312 | 35 | 10 | 320 | 32 | 288
77201313 | 50 | 10 | 450 | 45 | 405
77201314 | 100 | 10 | 600 | 60 | 540
|  |  |  | 0 | 0
7740 - Impinger Inner fitting with Drawn out tip, tubes Amber, ASIL |  |  |  | 0 | 0
Product Code | Capacity ml | Quantity Per Case | Each Price | #VALUE! | #VALUE!
77401315 | 35 | 10 | 600 | 60 | 540
77401316 | 55 | 10 | 900 | 90 | 810
77401317 | 100 | 10 | 1100 | 110 | 990
7750 - Viscometer College Pattern, Oswald, ASIL
Product Code | Size | Nominal Constant | Viscosity Range (CS) | Quantity Per Case | Each Price | #VALUE! | #VALUE!
77501318 | O | 0.001 | 0.3-3 | 10 | 1700 | 170 | 1530
7760-AII Glass Filter Holder-47mm, ASIL
Product Code | Capacity ml | Filtration Base Size mm | Quantity Per Case | Each Price | #VALUE! | #VALUE!
77601319 | 500 | 47 | 1 | 7420 | 742 | 6678
77601320 | 1000 | 47 | 1 | 8500 | 850 | 7650
[5 empty] | 0 | 0
7770-Glass Filter Holder With Silicon Stopper-47mm ASIL |  |  |  |  | 0 | 0
Product Code | Capacity ml | Filtration Base Size mm | Quantity Per Case | Each Price | #VALUE! | #VALUE!
77701321 | 1000 | 47 | 1 | 8500 | 850 | 7650
7780-Watch Glasses, ASIL
Product Code | Capacity ml | Quantity Per Case | Each Price | #VALUE! | #VALUE!
77801322 | 80 | 10 | 67 | 6.7 | 60.3
77801323 | 100 | 10 | 78 | 7.8 | 70.2
77801324 | 120 | 10 | 90 | 9 | 81
77801325 | 150 | 10 | 116 | 11.6 | 104.4
|  |  |  | 0 | 0
7790 - Gas Generator, Kipps, ASIL |  |  |  | 0 | 0
Product Code | Extractor Length mm | Qty Per Case | Each Price | #VALUE! | #VALUE!
77901326 | 500 | 1 | 6500 | 650 | 5850
77901327 | 1000 | 1 | 8500 | 850 | 7650